## Introduction
Welcome to the waterSHED Model Workbook!
This workbook allows you to interact with the waterSHED model in spreadsheet form, rather than using the user interface to enter inputs. While this form does not have as many functionalities as the user interface it enables you to better save your inputs between runs. In order to simulate an SMH facility you must fill out the following objects: a site (including historical inflow data), a module library, costs, and preferences. Directions unique to each sheet are given on the respective sheet. General directions are described below.
Throughout the workbook, you will several formats and tips to guide your inputs:
Orange box = input
Asterisk (*) = optional (please enter N/A if not using) | *
Thick black border = Copy and paste this selection |  | Gage Number
Descriptions, units, and entry types are provided for each input. For more information about the inputs, please refer to the User Guide. The entry types used are: |  | 01170000
Text | Please input a string
Numeric | Please input a number
Date | Please enter a date in MM/DD/YYYY format
List | Possible inputs will be given as drop-down menus
Equation Name | Please create an Equation in the Equations tab and then input the name in the corresponding input
In order to get the inputs from the workbook into the tool, make sure this file is saved in the Workbooks folder and closed before running the model. The tool cannot read this file if it is open. Then press the "Import from workbook" buttons throughout and input the file name along with any directory preceding (ex. "Data/waterSHED_workbook"). You do not need to input then file type.
Please refer comments and questions to watershed.model.ornl@gmail.com

## Site
Site Characteristics | Value | Entry Type | Unit | Definition | Additional Description
Site Name | Deerfield | Text | N/A | The name of the project. | This value is used to identify simulation runs.
Stream Width | 400 | Numeric | ft | The distance between left and right banks along the dam axis at the height corresponding to the defined normal operating level. | This value is used as a minimum for the total width of instream modules.
Dam Bed Elevation | 151 | Numeric* | ft amsl | The bed elevation above mean sea level at the dam axis. | This input is solely used for graphics and is set to a default of 100ft asl.
Stream Slope | 0.0012 | Numeric* | ft/ft | The average stream slope of the stream reach prior to development. | This value is used in several places including the sediment entrainment and reservoir volume model support tools.
Trap Efficiency Parameter | 0.0079 | Numeric* | unitless (0-1) | A dimensionless sedimentation factor (Beta) used with the Siyam (2000) formulation of the Brune model to reflect the reduction un reservoir storage capacity due to sedimentation. | A value of 1 resembles a mixer tank where all sediment is kept in suspension, while a value close to 0 resembles a desilting basin where all sediment falls out of suspension. Thus, smaller values indicate a greater likelihood of sedimentation, which can result from many factors including larger sediment sizes. The original Brune curve illustrated upper, median, and lower curves with values of 0.0055, 0.0079, and 0.015, respectively.
Stage-Discharge Equation Name | Stage-Discharge Curve 1 + Stage-Discharge Curve 2 | Equation Name | N/A | The water depth in the stream prior to development as a function of inflow. | The Y value is the river stage in (ft) and the X value is the inflow in (cfs). This equation is used to determine the tailwater elevation after development, which is assumed to maintain similar hydraulic properties.
Stage-Storage Equation Name | Geometric reservoir (Nelson coefficient) | Equation Name* | N/A | The reservoir volume as a function of the headwater elevation. | The Y value is the reservoir volume (ft3) and the X value is the headwater elevation (ft). This equation is used to calculate the sediment trapping efficiency.

## Inflows
dateTime | Discharge (cfs)
2000-01-01 | 701
2000-01-02 | 755
2000-01-03 | 829
2000-01-04 | 1410
2000-01-05 | 2340
2000-01-06 | 1620
2000-01-07 | 1680
2000-01-08 | 1240
2000-01-09 | 948
2000-01-10 | 1500
2000-01-11 | 2730
2000-01-12 | 1920
2000-01-13 | 1710
2000-01-14 | 1540
2000-01-15 | 1660
2000-01-16 | 1970
2000-01-17 | 1780
2000-01-18 | 1870
2000-01-19 | 1670
2000-01-20 | 1890
2000-01-21 | 1870
2000-01-22 | 1810
2000-01-23 | 2080
2000-01-24 | 2100
2000-01-25 | 1740
2000-01-26 | 1810
2000-01-27 | 1630
2000-01-28 | 1510
2000-01-29 | 1620
2000-01-30 | 1630
2000-01-31 | 1360
2000-02-01 | 1580
2000-02-02 | 1490
2000-02-03 | 1300
2000-02-04 | 1600
2000-02-05 | 1640
2000-02-06 | 1580
2000-02-07 | 1630
2000-02-08 | 1540
2000-02-09 | 1300
2000-02-10 | 1450
2000-02-11 | 1460
2000-02-12 | 1590
2000-02-13 | 987
2000-02-14 | 1490
2000-02-15 | 1960
2000-02-16 | 1830
2000-02-17 | 1880
2000-02-18 | 1700
2000-02-19 | 1380
2000-02-20 | 916
2000-02-21 | 974
2000-02-22 | 1320
2000-02-23 | 1320
2000-02-24 | 1260
2000-02-25 | 1740
2000-02-26 | 2020
2000-02-27 | 1820
2000-02-28 | 3920
2000-02-29 | 3050
2000-03-01 | 2370
2000-03-02 | 1830
2000-03-03 | 1770
2000-03-04 | 1620
2000-03-05 | 1530
2000-03-06 | 1560
2000-03-07 | 1400
2000-03-08 | 1540
2000-03-09 | 1900
2000-03-10 | 3870
2000-03-11 | 2720
2000-03-12 | 2990
2000-03-13 | 2570
2000-03-14 | 2220
2000-03-15 | 2320
2000-03-16 | 2450
2000-03-17 | 5140
2000-03-18 | 3100
2000-03-19 | 2460
2000-03-20 | 2170
2000-03-21 | 2110
2000-03-22 | 2180
2000-03-23 | 2170
2000-03-24 | 2280
2000-03-25 | 2240
2000-03-26 | 2280
2000-03-27 | 2170
2000-03-28 | 4650
2000-03-29 | 3390
2000-03-30 | 2840
2000-03-31 | 2320
2000-04-01 | 2140
2000-04-02 | 1930
2000-04-03 | 1980
2000-04-04 | 3970
2000-04-05 | 3350
2000-04-06 | 2670
2000-04-07 | 2330
2000-04-08 | 2050
2000-04-09 | 2710
2000-04-10 | 2880
2000-04-11 | 2590
2000-04-12 | 2410
2000-04-13 | 2000
2000-04-14 | 1440
2000-04-15 | 1190
2000-04-16 | 1380
2000-04-17 | 1790
2000-04-18 | 1680
2000-04-19 | 1490
2000-04-20 | 1280
2000-04-21 | 1550
2000-04-22 | 4990
2000-04-23 | 4100
2000-04-24 | 2480
2000-04-25 | 2130
2000-04-26 | 2050
2000-04-27 | 2000
2000-04-28 | 1920
2000-04-29 | 1660
2000-04-30 | 1280
2000-05-01 | 1240
2000-05-02 | 1500
2000-05-03 | 1190
2000-05-04 | 1270
2000-05-05 | 926
2000-05-06 | 931
2000-05-07 | 877
2000-05-08 | 1060
2000-05-09 | 1000
2000-05-10 | 1080
2000-05-11 | 4120
2000-05-12 | 2760
2000-05-13 | 2160
2000-05-14 | 1870
2000-05-15 | 1690
2000-05-16 | 1410
2000-05-17 | 1160
2000-05-18 | 1210
2000-05-19 | 1820
2000-05-20 | 2060
2000-05-21 | 1750
2000-05-22 | 1660
2000-05-23 | 1470
2000-05-24 | 2270
2000-05-25 | 2900
2000-05-26 | 2440
2000-05-27 | 2140
2000-05-28 | 1800
2000-05-29 | 1390
2000-05-30 | 971
2000-05-31 | 820
2000-06-01 | 747
2000-06-02 | 765
2000-06-03 | 944
2000-06-04 | 805
2000-06-05 | 1080
2000-06-06 | 1880
2000-06-07 | 5650
2000-06-08 | 5060
2000-06-09 | 3340
2000-06-10 | 2230
2000-06-11 | 1900
2000-06-12 | 2390
2000-06-13 | 2270
2000-06-14 | 2420
2000-06-15 | 2520
2000-06-16 | 2330
2000-06-17 | 2150
2000-06-18 | 2030
2000-06-19 | 2010
2000-06-20 | 1740
2000-06-21 | 1590
2000-06-22 | 1720
2000-06-23 | 1760
2000-06-24 | 1450
2000-06-25 | 1200
2000-06-26 | 1710
2000-06-27 | 2190
2000-06-28 | 2170
2000-06-29 | 1890
2000-06-30 | 1410
2000-07-01 | 1090
2000-07-02 | 935
2000-07-03 | 812
2000-07-04 | 793
2000-07-05 | 903
2000-07-06 | 777
2000-07-07 | 770
2000-07-08 | 709
2000-07-09 | 536
2000-07-10 | 600
2000-07-11 | 810
2000-07-12 | 720
2000-07-13 | 900
2000-07-14 | 600
2000-07-15 | 450
2000-07-16 | 11900
2000-07-17 | 10000
2000-07-18 | 5000
2000-07-19 | 3000
2000-07-20 | 1500
2000-07-21 | 1200
2000-07-22 | 900
2000-07-23 | 800
2000-07-24 | 1600
2000-07-25 | 1500
2000-07-26 | 1300
2000-07-27 | 3500
2000-07-28 | 2500
2000-07-29 | 1500
2000-07-30 | 1200
2000-07-31 | 1800
2000-08-01 | 2100
2000-08-02 | 1700
2000-08-03 | 2300
2000-08-04 | 2100
2000-08-05 | 2000
2000-08-06 | 1780
2000-08-07 | 1570
2000-08-08 | 1840
2000-08-09 | 1590
2000-08-10 | 2080
2000-08-11 | 1990
2000-08-12 | 5500
2000-08-13 | 2700
2000-08-14 | 1900
2000-08-15 | 2490
2000-08-16 | 2580
2000-08-17 | 2220
2000-08-18 | 1960
2000-08-19 | 1840
2000-08-20 | 1520
2000-08-21 | 1530
2000-08-22 | 1560
2000-08-23 | 1240
2000-08-24 | 1880
2000-08-25 | 1590
2000-08-26 | 1400
2000-08-27 | 1380
2000-08-28 | 992
2000-08-29 | 1320
2000-08-30 | 1270
2000-08-31 | 1330
2000-09-01 | 1200
2000-09-02 | 1070
2000-09-03 | 1500
2000-09-04 | 1370
2000-09-05 | 1220
2000-09-06 | 980
2000-09-07 | 924
2000-09-08 | 860
2000-09-09 | 701
2000-09-10 | 456
2000-09-11 | 487
2000-09-12 | 532
2000-09-13 | 1140
2000-09-14 | 980
2000-09-15 | 1590
2000-09-16 | 1420
2000-09-17 | 717
2000-09-18 | 820
2000-09-19 | 870
2000-09-20 | 1540
2000-09-21 | 1050
2000-09-22 | 843
2000-09-23 | 736
2000-09-24 | 699
2000-09-25 | 452
2000-09-26 | 417
2000-09-27 | 476
2000-09-28 | 449
2000-09-29 | 411
2000-09-30 | 405
2000-10-01 | 402
2000-10-02 | 389
2000-10-03 | 377
2000-10-04 | 543
2000-10-05 | 556
2000-10-06 | 1350
2000-10-07 | 1150
2000-10-08 | 924
2000-10-09 | 620
2000-10-10 | 943
2000-10-11 | 987
2000-10-12 | 977
2000-10-13 | 937
2000-10-14 | 498
2000-10-15 | 418
2000-10-16 | 582
2000-10-17 | 955
2000-10-18 | 1040
2000-10-19 | 2160
2000-10-20 | 1450
2000-10-21 | 1000
2000-10-22 | 744
2000-10-23 | 668
2000-10-24 | 647
2000-10-25 | 723
2000-10-26 | 733
2000-10-27 | 982
2000-10-28 | 692
2000-10-29 | 613
2000-10-30 | 851
2000-10-31 | 967
2000-11-01 | 773
2000-11-02 | 904
2000-11-03 | 630
2000-11-04 | 662
2000-11-05 | 520
2000-11-06 | 516
2000-11-07 | 615
2000-11-08 | 695
2000-11-09 | 717
2000-11-10 | 1300
2000-11-11 | 1720
2000-11-12 | 1030
2000-11-13 | 848
2000-11-14 | 1110
2000-11-15 | 2080
2000-11-16 | 1570
2000-11-17 | 1470
2000-11-18 | 1610
2000-11-19 | 1140
2000-11-20 | 1260
2000-11-21 | 1220
2000-11-22 | 1150
2000-11-23 | 1060
2000-11-24 | 679
2000-11-25 | 848
2000-11-26 | 1020
2000-11-27 | 1210
2000-11-28 | 1340
2000-11-29 | 1090
2000-11-30 | 1080
2000-12-01 | 1090
2000-12-02 | 1510
2000-12-03 | 762
2000-12-04 | 936
2000-12-05 | 913
2000-12-06 | 1040
2000-12-07 | 1400
2000-12-08 | 1360
2000-12-09 | 1290
2000-12-10 | 957
2000-12-11 | 1030
2000-12-12 | 881
2000-12-13 | 1080
2000-12-14 | 1050
2000-12-15 | 1000
2000-12-16 | 899
2000-12-17 | 7450
2000-12-18 | 5670
2000-12-19 | 2520
2000-12-20 | 1850
2000-12-21 | 1400
2000-12-22 | 1620
2000-12-23 | 1440
2000-12-24 | 1500
2000-12-25 | 1680
2000-12-26 | 1980
2000-12-27 | 1610
2000-12-28 | 1560
2000-12-29 | 1130
2000-12-30 | 1170
2000-12-31 | 1220
2001-01-01 | 1060
2001-01-02 | 1440
2001-01-03 | 1900
2001-01-04 | 2030
2001-01-05 | 1770
2001-01-06 | 1580
2001-01-07 | 842
2001-01-08 | 1360
2001-01-09 | 1240
2001-01-10 | 1340
2001-01-11 | 1770
2001-01-12 | 1520
2001-01-13 | 1640
2001-01-14 | 1340
2001-01-15 | 1140
2001-01-16 | 1340
2001-01-17 | 860
2001-01-18 | 979
2001-01-19 | 1130
2001-01-20 | 1030
2001-01-21 | 852
2001-01-22 | 1050
2001-01-23 | 1250
2001-01-24 | 1380
2001-01-25 | 1070
2001-01-26 | 1300
2001-01-27 | 892
2001-01-28 | 520
2001-01-29 | 590
2001-01-30 | 719
2001-01-31 | 1040
2001-02-01 | 1140
2001-02-02 | 1260
2001-02-03 | 1110
2001-02-04 | 1410
2001-02-05 | 1330
2001-02-06 | 1360
2001-02-07 | 1070
2001-02-08 | 1100
2001-02-09 | 1470
2001-02-10 | 1490
2001-02-11 | 1220
2001-02-12 | 1200
2001-02-13 | 1430
2001-02-14 | 1260
2001-02-15 | 1600
2001-02-16 | 1630
2001-02-17 | 1510
2001-02-18 | 1060
2001-02-19 | 996
2001-02-20 | 1040
2001-02-21 | 949
2001-02-22 | 949
2001-02-23 | 1430
2001-02-24 | 1130
2001-02-25 | 970
2001-02-26 | 960
2001-02-27 | 1310
2001-02-28 | 1180
2001-03-01 | 1070
2001-03-02 | 721
2001-03-03 | 706
2001-03-04 | 571
2001-03-05 | 1010
2001-03-06 | 1010
2001-03-07 | 1150
2001-03-08 | 979
2001-03-09 | 968
2001-03-10 | 922
2001-03-11 | 971
2001-03-12 | 981
2001-03-13 | 1110
2001-03-14 | 1150
2001-03-15 | 557
2001-03-16 | 543
2001-03-17 | 524
2001-03-18 | 650
2001-03-19 | 1090
2001-03-20 | 1330
2001-03-21 | 990
2001-03-22 | 2900
2001-03-23 | 2160
2001-03-24 | 1760
2001-03-25 | 1230
2001-03-26 | 1290
2001-03-27 | 1140
2001-03-28 | 1040
2001-03-29 | 1280
2001-03-30 | 1370
2001-03-31 | 1160
2001-04-01 | 1090
2001-04-02 | 1040
2001-04-03 | 924
2001-04-04 | 1080
2001-04-05 | 1250
2001-04-06 | 1580
2001-04-07 | 1900
2001-04-08 | 3300
2001-04-09 | 4170
2001-04-10 | 6430
2001-04-11 | 5600
2001-04-12 | 6150
2001-04-13 | 6780
2001-04-14 | 6960
2001-04-15 | 5460
2001-04-16 | 4910
2001-04-17 | 4160
2001-04-18 | 3850
2001-04-19 | 3400
2001-04-20 | 3580
2001-04-21 | 4500
2001-04-22 | 7370
2001-04-23 | 8030
2001-04-24 | 7560
2001-04-25 | 7170
2001-04-26 | 4580
2001-04-27 | 3950
2001-04-28 | 3690
2001-04-29 | 3070
2001-04-30 | 2640
2001-05-01 | 2560
2001-05-02 | 2800
2001-05-03 | 2590
2001-05-04 | 2180
2001-05-05 | 1890
2001-05-06 | 1540
2001-05-07 | 780
2001-05-08 | 815
2001-05-09 | 813
2001-05-10 | 821
2001-05-11 | 856
2001-05-12 | 518
2001-05-13 | 574
2001-05-14 | 481
2001-05-15 | 424
2001-05-16 | 422
2001-05-17 | 465
2001-05-18 | 402
2001-05-19 | 396
2001-05-20 | 395
2001-05-21 | 403
2001-05-22 | 465
2001-05-23 | 1200
2001-05-24 | 2140
2001-05-25 | 2350
2001-05-26 | 1560
2001-05-27 | 2920
2001-05-28 | 2800
2001-05-29 | 2350
2001-05-30 | 1710
2001-05-31 | 1230
2001-06-01 | 1290
2001-06-02 | 3600
2001-06-03 | 9270
2001-06-04 | 6730
2001-06-05 | 3850
2001-06-06 | 2370
2001-06-07 | 1510
2001-06-08 | 1140
2001-06-09 | 971
2001-06-10 | 941
2001-06-11 | 927
2001-06-12 | 1670
2001-06-13 | 1520
2001-06-14 | 1010
2001-06-15 | 887
2001-06-16 | 922
2001-06-17 | 1480
2001-06-18 | 1550
2001-06-19 | 1420
2001-06-20 | 1080
2001-06-21 | 1060
2001-06-22 | 707
2001-06-23 | 667
2001-06-24 | 708
2001-06-25 | 527
2001-06-26 | 637
2001-06-27 | 682
2001-06-28 | 591
2001-06-29 | 582
2001-06-30 | 821
2001-07-01 | 1360
2001-07-02 | 1580
2001-07-03 | 754
2001-07-04 | 696
2001-07-05 | 816
2001-07-06 | 834
2001-07-07 | 639
2001-07-08 | 452
2001-07-09 | 850
2001-07-10 | 826
2001-07-11 | 772
2001-07-12 | 683
2001-07-13 | 372
2001-07-14 | 393
2001-07-15 | 357
2001-07-16 | 506
2001-07-17 | 604
2001-07-18 | 664
2001-07-19 | 521
2001-07-20 | 335
2001-07-21 | 380
2001-07-22 | 362
2001-07-23 | 682
2001-07-24 | 679
2001-07-25 | 631
2001-07-26 | 698
2001-07-27 | 859
2001-07-28 | 486
2001-07-29 | 349
2001-07-30 | 318
2001-07-31 | 298
2001-08-01 | 290
2001-08-02 | 380
2001-08-03 | 506
2001-08-04 | 604
2001-08-05 | 367
2001-08-06 | 458
2001-08-07 | 601
2001-08-08 | 690
2001-08-09 | 767
2001-08-10 | 688
2001-08-11 | 623
2001-08-12 | 320
2001-08-13 | 457
2001-08-14 | 441
2001-08-15 | 365
2001-08-16 | 357
2001-08-17 | 336
2001-08-18 | 336
2001-08-19 | 377
2001-08-20 | 345
2001-08-21 | 299
2001-08-22 | 297
2001-08-23 | 295
2001-08-24 | 293
2001-08-25 | 290
2001-08-26 | 286
2001-08-27 | 277
2001-08-28 | 279
2001-08-29 | 272
2001-08-30 | 287
2001-08-31 | 285
2001-09-01 | 307
2001-09-02 | 316
2001-09-03 | 304
2001-09-04 | 285
2001-09-05 | 282
2001-09-06 | 282
2001-09-07 | 278
2001-09-08 | 279
2001-09-09 | 278
2001-09-10 | 286
2001-09-11 | 305
2001-09-12 | 294
2001-09-13 | 289
2001-09-14 | 314
2001-09-15 | 341
2001-09-16 | 324
2001-09-17 | 297
2001-09-18 | 278
2001-09-19 | 265
2001-09-20 | 286
2001-09-21 | 1120
2001-09-22 | 344
2001-09-23 | 321
2001-09-24 | 301
2001-09-25 | 1620
2001-09-26 | 1500
2001-09-27 | 413
2001-09-28 | 374
2001-09-29 | 404
2001-09-30 | 325
2001-10-01 | 303
2001-10-02 | 282
2001-10-03 | 311
2001-10-04 | 332
2001-10-05 | 272
2001-10-06 | 273
2001-10-07 | 355
2001-10-08 | 251
2001-10-09 | 276
2001-10-10 | 278
2001-10-11 | 290
2001-10-12 | 315
2001-10-13 | 296
2001-10-14 | 266
2001-10-15 | 323
2001-10-16 | 310
2001-10-17 | 304
2001-10-18 | 319
2001-10-19 | 301
2001-10-20 | 296
2001-10-21 | 271
2001-10-22 | 270
2001-10-23 | 241
2001-10-24 | 243
2001-10-25 | 253
2001-10-26 | 248
2001-10-27 | 257
2001-10-28 | 255
2001-10-29 | 259
2001-10-30 | 257
2001-10-31 | 261
2001-11-01 | 327
2001-11-02 | 328
2001-11-03 | 298
2001-11-04 | 288
2001-11-05 | 284
2001-11-06 | 272
2001-11-07 | 323
2001-11-08 | 334
2001-11-09 | 323
2001-11-10 | 288
2001-11-11 | 278
2001-11-12 | 267
2001-11-13 | 265
2001-11-14 | 267
2001-11-15 | 265
2001-11-16 | 311
2001-11-17 | 300
2001-11-18 | 296
2001-11-19 | 296
2001-11-20 | 295
2001-11-21 | 293
2001-11-22 | 289
2001-11-23 | 288
2001-11-24 | 288
2001-11-25 | 293
2001-11-26 | 333
2001-11-27 | 326
2001-11-28 | 302
2001-11-29 | 329
2001-11-30 | 359
2001-12-01 | 732
2001-12-02 | 517
2001-12-03 | 409
2001-12-04 | 398
2001-12-05 | 366
2001-12-06 | 432
2001-12-07 | 345
2001-12-08 | 349
2001-12-09 | 353
2001-12-10 | 391
2001-12-11 | 339
2001-12-12 | 333
2001-12-13 | 312
2001-12-14 | 533
2001-12-15 | 1290
2001-12-16 | 853
2001-12-17 | 860
2001-12-18 | 925
2001-12-19 | 924
2001-12-20 | 617
2001-12-21 | 864
2001-12-22 | 562
2001-12-23 | 524
2001-12-24 | 578
2001-12-25 | 539
2001-12-26 | 350
2001-12-27 | 540
2001-12-28 | 584
2001-12-29 | 576
2001-12-30 | 531
2001-12-31 | 666
2002-01-01 | 659
2002-01-02 | 866
2002-01-03 | 1080
2002-01-04 | 1100
2002-01-05 | 784
2002-01-06 | 819
2002-01-07 | 885
2002-01-08 | 743
2002-01-09 | 846
2002-01-10 | 853
2002-01-11 | 832
2002-01-12 | 827
2002-01-13 | 692
2002-01-14 | 733
2002-01-15 | 844
2002-01-16 | 774
2002-01-17 | 767
2002-01-18 | 675
2002-01-19 | 566
2002-01-20 | 585
2002-01-21 | 803
2002-01-22 | 624
2002-01-23 | 553
2002-01-24 | 581
2002-01-25 | 1030
2002-01-26 | 963
2002-01-27 | 942
2002-01-28 | 948
2002-01-29 | 1210
2002-01-30 | 1430
2002-01-31 | 1700
2002-02-01 | 1750
2002-02-02 | 1860
2002-02-03 | 1620
2002-02-04 | 1530
2002-02-05 | 1190
2002-02-06 | 1200
2002-02-07 | 1320
2002-02-08 | 1200
2002-02-09 | 1040
2002-02-10 | 866
2002-02-11 | 1310
2002-02-12 | 1430
2002-02-13 | 1530
2002-02-14 | 1070
2002-02-15 | 956
2002-02-16 | 688
2002-02-17 | 692
2002-02-18 | 583
2002-02-19 | 583
2002-02-20 | 992
2002-02-21 | 1260
2002-02-22 | 1690
2002-02-23 | 1370
2002-02-24 | 1350
2002-02-25 | 1400
2002-02-26 | 982
2002-02-27 | 1200
2002-02-28 | 1140
2002-03-01 | 1380
2002-03-02 | 972
2002-03-03 | 1360
2002-03-04 | 1450
2002-03-05 | 1000
2002-03-06 | 1520
2002-03-07 | 1150
2002-03-08 | 1080
2002-03-09 | 943
2002-03-10 | 1960
2002-03-11 | 1890
2002-03-12 | 1460
2002-03-13 | 1230
2002-03-14 | 1080
2002-03-15 | 1200
2002-03-16 | 1200
2002-03-17 | 1120
2002-03-18 | 1040
2002-03-19 | 945
2002-03-20 | 722
2002-03-21 | 826
2002-03-22 | 633
2002-03-23 | 621
2002-03-24 | 658
2002-03-25 | 867
2002-03-26 | 1080
2002-03-27 | 1820
2002-03-28 | 1970
2002-03-29 | 1650
2002-03-30 | 2430
2002-03-31 | 2970
2002-04-01 | 3910
2002-04-02 | 2910
2002-04-03 | 2570
2002-04-04 | 2620
2002-04-05 | 2260
2002-04-06 | 1980
2002-04-07 | 1800
2002-04-08 | 1140
2002-04-09 | 1500
2002-04-10 | 1870
2002-04-11 | 2560
2002-04-12 | 2210
2002-04-13 | 2100
2002-04-14 | 2850
2002-04-15 | 4200
2002-04-16 | 3440
2002-04-17 | 2740
2002-04-18 | 1850
2002-04-19 | 1790
2002-04-20 | 1160
2002-04-21 | 1380
2002-04-22 | 1210
2002-04-23 | 1050
2002-04-24 | 1040
2002-04-25 | 1010
2002-04-26 | 1320
2002-04-27 | 1020
2002-04-28 | 1330
2002-04-29 | 2250
2002-04-30 | 2450
2002-05-01 | 2160
2002-05-02 | 2110
2002-05-03 | 2200
2002-05-04 | 1740
2002-05-05 | 1490
2002-05-06 | 1300
2002-05-07 | 1040
2002-05-08 | 734
2002-05-09 | 868
2002-05-10 | 741
2002-05-11 | 582
2002-05-12 | 988
2002-05-13 | 3330
2002-05-14 | 6130
2002-05-15 | 3740
2002-05-16 | 2910
2002-05-17 | 2400
2002-05-18 | 2940
2002-05-19 | 3390
2002-05-20 | 2780
2002-05-21 | 2320
2002-05-22 | 1930
2002-05-23 | 1520
2002-05-24 | 1340
2002-05-25 | 1020
2002-05-26 | 1050
2002-05-27 | 983
2002-05-28 | 1130
2002-05-29 | 1860
2002-05-30 | 1480
2002-05-31 | 1510
2002-06-01 | 2290
2002-06-02 | 2040
2002-06-03 | 1640
2002-06-04 | 1450
2002-06-05 | 1120
2002-06-06 | 3790
2002-06-07 | 5290
2002-06-08 | 3340
2002-06-09 | 2020
2002-06-10 | 1430
2002-06-11 | 1190
2002-06-12 | 1240
2002-06-13 | 1910
2002-06-14 | 2270
2002-06-15 | 2130
2002-06-16 | 2160
2002-06-17 | 2440
2002-06-18 | 2220
2002-06-19 | 1960
2002-06-20 | 1680
2002-06-21 | 1260
2002-06-22 | 1220
2002-06-23 | 1810
2002-06-24 | 1460
2002-06-25 | 1560
2002-06-26 | 1400
2002-06-27 | 1470
2002-06-28 | 4100
2002-06-29 | 2620
2002-06-30 | 2170
2002-07-01 | 1520
2002-07-02 | 1400
2002-07-03 | 1380
2002-07-04 | 1210
2002-07-05 | 1010
2002-07-06 | 598
2002-07-07 | 502
2002-07-08 | 496
2002-07-09 | 496
2002-07-10 | 596
2002-07-11 | 478
2002-07-12 | 452
2002-07-13 | 394
2002-07-14 | 499
2002-07-15 | 584
2002-07-16 | 421
2002-07-17 | 449
2002-07-18 | 556
2002-07-19 | 493
2002-07-20 | 639
2002-07-21 | 446
2002-07-22 | 609
2002-07-23 | 531
2002-07-24 | 517
2002-07-25 | 461
2002-07-26 | 408
2002-07-27 | 382
2002-07-28 | 395
2002-07-29 | 634
2002-07-30 | 647
2002-07-31 | 727
2002-08-01 | 527
2002-08-02 | 546
2002-08-03 | 396
2002-08-04 | 377
2002-08-05 | 607
2002-08-06 | 403
2002-08-07 | 414
2002-08-08 | 401
2002-08-09 | 321
2002-08-10 | 293
2002-08-11 | 305
2002-08-12 | 337
2002-08-13 | 581
2002-08-14 | 561
2002-08-15 | 520
2002-08-16 | 378
2002-08-17 | 423
2002-08-18 | 360
2002-08-19 | 488
2002-08-20 | 282
2002-08-21 | 406
2002-08-22 | 348
2002-08-23 | 339
2002-08-24 | 318
2002-08-25 | 325
2002-08-26 | 328
2002-08-27 | 366
2002-08-28 | 324
2002-08-29 | 420
2002-08-30 | 566
2002-08-31 | 325
2002-09-01 | 323
2002-09-02 | 314
2002-09-03 | 292
2002-09-04 | 276
2002-09-05 | 297
2002-09-06 | 293
2002-09-07 | 280
2002-09-08 | 292
2002-09-09 | 303
2002-09-10 | 286
2002-09-11 | 268
2002-09-12 | 269
2002-09-13 | 281
2002-09-14 | 281
2002-09-15 | 330
2002-09-16 | 627
2002-09-17 | 564
2002-09-18 | 346
2002-09-19 | 334
2002-09-20 | 325
2002-09-21 | 324
2002-09-22 | 332
2002-09-23 | 366
2002-09-24 | 340
2002-09-25 | 321
2002-09-26 | 304
2002-09-27 | 345
2002-09-28 | 475
2002-09-29 | 413
2002-09-30 | 369
2002-10-01 | 330
2002-10-02 | 329
2002-10-03 | 318
2002-10-04 | 306
2002-10-05 | 327
2002-10-06 | 320
2002-10-07 | 415
2002-10-08 | 317
2002-10-09 | 284
2002-10-10 | 271
2002-10-11 | 265
2002-10-12 | 1780
2002-10-13 | 1540
2002-10-14 | 665
2002-10-15 | 743
2002-10-16 | 927
2002-10-17 | 1970
2002-10-18 | 1310
2002-10-19 | 1050
2002-10-20 | 625
2002-10-21 | 451
2002-10-22 | 483
2002-10-23 | 475
2002-10-24 | 640
2002-10-25 | 624
2002-10-26 | 885
2002-10-27 | 1180
2002-10-28 | 1130
2002-10-29 | 1020
2002-10-30 | 760
2002-10-31 | 673
2002-11-01 | 755
2002-11-02 | 688
2002-11-03 | 776
2002-11-04 | 578
2002-11-05 | 481
2002-11-06 | 725
2002-11-07 | 590
2002-11-08 | 640
2002-11-09 | 1010
2002-11-10 | 871
2002-11-11 | 1090
2002-11-12 | 1090
2002-11-13 | 1890
2002-11-14 | 1600
2002-11-15 | 908
2002-11-16 | 1300
2002-11-17 | 1480
2002-11-18 | 2450
2002-11-19 | 1870
2002-11-20 | 1800
2002-11-21 | 1970
2002-11-22 | 2480
2002-11-23 | 3670
2002-11-24 | 2290
2002-11-25 | 2000
2002-11-26 | 1750
2002-11-27 | 1640
2002-11-28 | 1440
2002-11-29 | 1380
2002-11-30 | 1260
2002-12-01 | 972
2002-12-02 | 975
2002-12-03 | 1110
2002-12-04 | 1180
2002-12-05 | 1220
2002-12-06 | 994
2002-12-07 | 994
2002-12-08 | 939
2002-12-09 | 1020
2002-12-10 | 984
2002-12-11 | 1280
2002-12-12 | 1030
2002-12-13 | 918
2002-12-14 | 1490
2002-12-15 | 2140
2002-12-16 | 1790
2002-12-17 | 1690
2002-12-18 | 1280
2002-12-19 | 1330
2002-12-20 | 1490
2002-12-21 | 1990
2002-12-22 | 1690
2002-12-23 | 1500
2002-12-24 | 1420
2002-12-25 | 1190
2002-12-26 | 1570
2002-12-27 | 1580
2002-12-28 | 1410
2002-12-29 | 1300
2002-12-30 | 1230
2002-12-31 | 1190
2003-01-01 | 1310
2003-01-02 | 1490
2003-01-03 | 1470
2003-01-04 | 1380
2003-01-05 | 1480
2003-01-06 | 1390
2003-01-07 | 1450
2003-01-08 | 1460
2003-01-09 | 1370
2003-01-10 | 1350
2003-01-11 | 1310
2003-01-12 | 1470
2003-01-13 | 1070
2003-01-14 | 1270
2003-01-15 | 1440
2003-01-16 | 1630
2003-01-17 | 1350
2003-01-18 | 1320
2003-01-19 | 1390
2003-01-20 | 1280
2003-01-21 | 1520
2003-01-22 | 1470
2003-01-23 | 1540
2003-01-24 | 1550
2003-01-25 | 1510
2003-01-26 | 1520
2003-01-27 | 1510
2003-01-28 | 1540
2003-01-29 | 1530
2003-01-30 | 1320
2003-01-31 | 1390
2003-02-01 | 1350
2003-02-02 | 1290
2003-02-03 | 1260
2003-02-04 | 1240
2003-02-05 | 1470
2003-02-06 | 1550
2003-02-07 | 1090
2003-02-08 | 1400
2003-02-09 | 1360
2003-02-10 | 1270
2003-02-11 | 1270
2003-02-12 | 1400
2003-02-13 | 1250
2003-02-14 | 1290
2003-02-15 | 1300
2003-02-16 | 1080
2003-02-17 | 944
2003-02-18 | 1010
2003-02-19 | 1070
2003-02-20 | 1050
2003-02-21 | 1030
2003-02-22 | 1070
2003-02-23 | 1130
2003-02-24 | 1180
2003-02-25 | 1310
2003-02-26 | 1510
2003-02-27 | 1520
2003-02-28 | 1420
2003-03-01 | 1250
2003-03-02 | 1180
2003-03-03 | 1150
2003-03-04 | 1200
2003-03-05 | 1170
2003-03-06 | 1090
2003-03-07 | 995
2003-03-08 | 1010
2003-03-09 | 1110
2003-03-10 | 1210
2003-03-11 | 1060
2003-03-12 | 893
2003-03-13 | 814
2003-03-14 | 676
2003-03-15 | 663
2003-03-16 | 707
2003-03-17 | 1030
2003-03-18 | 2230
2003-03-19 | 2430
2003-03-20 | 1950
2003-03-21 | 4270
2003-03-22 | 5870
2003-03-23 | 4900
2003-03-24 | 3720
2003-03-25 | 3850
2003-03-26 | 4780
2003-03-27 | 4670
2003-03-28 | 3900
2003-03-29 | 5730
2003-03-30 | 8110
2003-03-31 | 4090
2003-04-01 | 2960
2003-04-02 | 2520
2003-04-03 | 2870
2003-04-04 | 2930
2003-04-05 | 2400
2003-04-06 | 2150
2003-04-07 | 1750
2003-04-08 | 1430
2003-04-09 | 1180
2003-04-10 | 1450
2003-04-11 | 1870
2003-04-12 | 3340
2003-04-13 | 3630
2003-04-14 | 3140
2003-04-15 | 3650
2003-04-16 | 5230
2003-04-17 | 5220
2003-04-18 | 3620
2003-04-19 | 2830
2003-04-20 | 2710
2003-04-21 | 2980
2003-04-22 | 3030
2003-04-23 | 3060
2003-04-24 | 2460
2003-04-25 | 1990
2003-04-26 | 2090
2003-04-27 | 2710
2003-04-28 | 2230
2003-04-29 | 2000
2003-04-30 | 1580
2003-05-01 | 1560
2003-05-02 | 1700
2003-05-03 | 2880
2003-05-04 | 1960
2003-05-05 | 1580
2003-05-06 | 1440
2003-05-07 | 1320
2003-05-08 | 1230
2003-05-09 | 1230
2003-05-10 | 1050
2003-05-11 | 1100
2003-05-12 | 1900
2003-05-13 | 2970
2003-05-14 | 2780
2003-05-15 | 2130
2003-05-16 | 1820
2003-05-17 | 1270
2003-05-18 | 944
2003-05-19 | 994
2003-05-20 | 1140
2003-05-21 | 975
2003-05-22 | 868
2003-05-23 | 967
2003-05-24 | 1270
2003-05-25 | 1210
2003-05-26 | 1560
2003-05-27 | 2540
2003-05-28 | 2140
2003-05-29 | 2190
2003-05-30 | 1550
2003-05-31 | 1320
2003-06-01 | 1740
2003-06-02 | 1770
2003-06-03 | 1410
2003-06-04 | 767
2003-06-05 | 768
2003-06-06 | 775
2003-06-07 | 778
2003-06-08 | 922
2003-06-09 | 725
2003-06-10 | 667
2003-06-11 | 672
2003-06-12 | 674
2003-06-13 | 896
2003-06-14 | 1740
2003-06-15 | 1170
2003-06-16 | 1000
2003-06-17 | 913
2003-06-18 | 1110
2003-06-19 | 1140
2003-06-20 | 809
2003-06-21 | 773
2003-06-22 | 1390
2003-06-23 | 1410
2003-06-24 | 751
2003-06-25 | 680
2003-06-26 | 852
2003-06-27 | 1050
2003-06-28 | 621
2003-06-29 | 570
2003-06-30 | 656
2003-07-01 | 389
2003-07-02 | 405
2003-07-03 | 395
2003-07-04 | 393
2003-07-05 | 449
2003-07-06 | 606
2003-07-07 | 646
2003-07-08 | 588
2003-07-09 | 583
2003-07-10 | 300
2003-07-11 | 360
2003-07-12 | 396
2003-07-13 | 350
2003-07-14 | 311
2003-07-15 | 318
2003-07-16 | 496
2003-07-17 | 646
2003-07-18 | 656
2003-07-19 | 355
2003-07-20 | 329
2003-07-21 | 300
2003-07-22 | 389
2003-07-23 | 447
2003-07-24 | 701
2003-07-25 | 452
2003-07-26 | 373
2003-07-27 | 308
2003-07-28 | 415
2003-07-29 | 309
2003-07-30 | 325
2003-07-31 | 332
2003-08-01 | 694
2003-08-02 | 1590
2003-08-03 | 1130
2003-08-04 | 1200
2003-08-05 | 1630
2003-08-06 | 1690
2003-08-07 | 1620
2003-08-08 | 1340
2003-08-09 | 1130
2003-08-10 | 1690
2003-08-11 | 2480
2003-08-12 | 3680
2003-08-13 | 2930
2003-08-14 | 2240
2003-08-15 | 2130
2003-08-16 | 1740
2003-08-17 | 1480
2003-08-18 | 1690
2003-08-19 | 1530
2003-08-20 | 1520
2003-08-21 | 1210
2003-08-22 | 1190
2003-08-23 | 1050
2003-08-24 | 807
2003-08-25 | 962
2003-08-26 | 902
2003-08-27 | 1060
2003-08-28 | 802
2003-08-29 | 799
2003-08-30 | 839
2003-08-31 | 675
2003-09-01 | 614
2003-09-02 | 1020
2003-09-03 | 727
2003-09-04 | 1490
2003-09-05 | 1400
2003-09-06 | 850
2003-09-07 | 839
2003-09-08 | 810
2003-09-09 | 765
2003-09-10 | 830
2003-09-11 | 730
2003-09-12 | 821
2003-09-13 | 668
2003-09-14 | 892
2003-09-15 | 1010
2003-09-16 | 1220
2003-09-17 | 1090
2003-09-18 | 753
2003-09-19 | 1340
2003-09-20 | 1700
2003-09-21 | 1140
2003-09-22 | 575
2003-09-23 | 1650
2003-09-24 | 2210
2003-09-25 | 1190
2003-09-26 | 1100
2003-09-27 | 909
2003-09-28 | 4860
2003-09-29 | 4190
2003-09-30 | 2390
2003-10-01 | 1770
2003-10-02 | 1540
2003-10-03 | 1210
2003-10-04 | 1290
2003-10-05 | 1300
2003-10-06 | 1250
2003-10-07 | 1310
2003-10-08 | 1140
2003-10-09 | 1070
2003-10-10 | 1020
2003-10-11 | 1000
2003-10-12 | 1080
2003-10-13 | 904
2003-10-14 | 944
2003-10-15 | 2380
2003-10-16 | 1840
2003-10-17 | 1410
2003-10-18 | 1420
2003-10-19 | 1390
2003-10-20 | 1290
2003-10-21 | 908
2003-10-22 | 865
2003-10-23 | 743
2003-10-24 | 959
2003-10-25 | 878
2003-10-26 | 832
2003-10-27 | 3060
2003-10-28 | 5630
2003-10-29 | 10800
2003-10-30 | 7650
2003-10-31 | 4520
2003-11-01 | 3260
2003-11-02 | 2120
2003-11-03 | 2300
2003-11-04 | 2440
2003-11-05 | 2450
2003-11-06 | 2360
2003-11-07 | 2390
2003-11-08 | 2150
2003-11-09 | 1980
2003-11-10 | 1820
2003-11-11 | 1790
2003-11-12 | 1380
2003-11-13 | 1800
2003-11-14 | 1830
2003-11-15 | 1480
2003-11-16 | 1260
2003-11-17 | 1260
2003-11-18 | 822
2003-11-19 | 946
2003-11-20 | 5020
2003-11-21 | 3410
2003-11-22 | 2510
2003-11-23 | 1900
2003-11-24 | 1550
2003-11-25 | 1410
2003-11-26 | 1300
2003-11-27 | 1220
2003-11-28 | 1410
2003-11-29 | 4490
2003-11-30 | 3100
2003-12-01 | 2560
2003-12-02 | 2320
2003-12-03 | 1700
2003-12-04 | 1410
2003-12-05 | 1250
2003-12-06 | 1310
2003-12-07 | 1360
2003-12-08 | 947
2003-12-09 | 846
2003-12-10 | 835
2003-12-11 | 2740
2003-12-12 | 4030
2003-12-13 | 2310
2003-12-14 | 1610
2003-12-15 | 1600
2003-12-16 | 1790
2003-12-17 | 3560
2003-12-18 | 6350
2003-12-19 | 3110
2003-12-20 | 2310
2003-12-21 | 2060
2003-12-22 | 1730
2003-12-23 | 1690
2003-12-24 | 3280
2003-12-25 | 6750
2003-12-26 | 3960
2003-12-27 | 2880
2003-12-28 | 2380
2003-12-29 | 2240
2003-12-30 | 2010
2003-12-31 | 1830
2004-01-01 | 1650
2004-01-02 | 1650
2004-01-03 | 1650
2004-01-04 | 1720
2004-01-05 | 1780
2004-01-06 | 1710
2004-01-07 | 1520
2004-01-08 | 1680
2004-01-09 | 1750
2004-01-10 | 1810
2004-01-11 | 1820
2004-01-12 | 1460
2004-01-13 | 1490
2004-01-14 | 1510
2004-01-15 | 1690
2004-01-16 | 1520
2004-01-17 | 1530
2004-01-18 | 1380
2004-01-19 | 1500
2004-01-20 | 1510
2004-01-21 | 1620
2004-01-22 | 1450
2004-01-23 | 1410
2004-01-24 | 1260
2004-01-25 | 1330
2004-01-26 | 1230
2004-01-27 | 1370
2004-01-28 | 1390
2004-01-29 | 1540
2004-01-30 | 1140
2004-01-31 | 1330
2004-02-01 | 1320
2004-02-02 | 1120
2004-02-03 | 1340
2004-02-04 | 1220
2004-02-05 | 1240
2004-02-06 | 1120
2004-02-07 | 1200
2004-02-08 | 1290
2004-02-09 | 1250
2004-02-10 | 1200
2004-02-11 | 1310
2004-02-12 | 1290
2004-02-13 | 1000
2004-02-14 | 934
2004-02-15 | 896
2004-02-16 | 792
2004-02-17 | 805
2004-02-18 | 977
2004-02-19 | 798
2004-02-20 | 872
2004-02-21 | 856
2004-02-22 | 662
2004-02-23 | 684
2004-02-24 | 620
2004-02-25 | 826
2004-02-26 | 609
2004-02-27 | 570
2004-02-28 | 418
2004-02-29 | 378
2004-03-01 | 589
2004-03-02 | 673
2004-03-03 | 1130
2004-03-04 | 870
2004-03-05 | 795
2004-03-06 | 1280
2004-03-07 | 1650
2004-03-08 | 1010
2004-03-09 | 739
2004-03-10 | 707
2004-03-11 | 690
2004-03-12 | 667
2004-03-13 | 436
2004-03-14 | 405
2004-03-15 | 547
2004-03-16 | 415
2004-03-17 | 443
2004-03-18 | 690
2004-03-19 | 436
2004-03-20 | 400
2004-03-21 | 597
2004-03-22 | 471
2004-03-23 | 447
2004-03-24 | 513
2004-03-25 | 525
2004-03-26 | 876
2004-03-27 | 2950
2004-03-28 | 3010
2004-03-29 | 2070
2004-03-30 | 1560
2004-03-31 | 2880
2004-04-01 | 10300
2004-04-02 | 12800
2004-04-03 | 3770
2004-04-04 | 3210
2004-04-05 | 3930
2004-04-06 | 2740
2004-04-07 | 2450
2004-04-08 | 2110
2004-04-09 | 1680
2004-04-10 | 1840
2004-04-11 | 2020
2004-04-12 | 1760
2004-04-13 | 2570
2004-04-14 | 6450
2004-04-15 | 4420
2004-04-16 | 3170
2004-04-17 | 2440
2004-04-18 | 1700
2004-04-19 | 2110
2004-04-20 | 1730
2004-04-21 | 1950
2004-04-22 | 1350
2004-04-23 | 1590
2004-04-24 | 1710
2004-04-25 | 1320
2004-04-26 | 2630
2004-04-27 | 3650
2004-04-28 | 2560
2004-04-29 | 1900
2004-04-30 | 1530
2004-05-01 | 1360
2004-05-02 | 1300
2004-05-03 | 1250
2004-05-04 | 1860
2004-05-05 | 1630
2004-05-06 | 1390
2004-05-07 | 1120
2004-05-08 | 939
2004-05-09 | 861
2004-05-10 | 891
2004-05-11 | 884
2004-05-12 | 881
2004-05-13 | 843
2004-05-14 | 563
2004-05-15 | 610
2004-05-16 | 895
2004-05-17 | 697
2004-05-18 | 624
2004-05-19 | 775
2004-05-20 | 600
2004-05-21 | 536
2004-05-22 | 560
2004-05-23 | 543
2004-05-24 | 989
2004-05-25 | 4630
2004-05-26 | 3940
2004-05-27 | 4000
2004-05-28 | 2530
2004-05-29 | 2040
2004-05-30 | 1450
2004-05-31 | 1250
2004-06-01 | 1620
2004-06-02 | 1810
2004-06-03 | 1680
2004-06-04 | 1580
2004-06-05 | 1200
2004-06-06 | 851
2004-06-07 | 857
2004-06-08 | 726
2004-06-09 | 591
2004-06-10 | 679
2004-06-11 | 685
2004-06-12 | 575
2004-06-13 | 520
2004-06-14 | 500
2004-06-15 | 498
2004-06-16 | 475
2004-06-17 | 511
2004-06-18 | 626
2004-06-19 | 499
2004-06-20 | 435
2004-06-21 | 464
2004-06-22 | 405
2004-06-23 | 469
2004-06-24 | 435
2004-06-25 | 635
2004-06-26 | 623
2004-06-27 | 475
2004-06-28 | 513
2004-06-29 | 578
2004-06-30 | 507
2004-07-01 | 435
2004-07-02 | 387
2004-07-03 | 424
2004-07-04 | 441
2004-07-05 | 399
2004-07-06 | 351
2004-07-07 | 333
2004-07-08 | 304
2004-07-09 | 333
2004-07-10 | 372
2004-07-11 | 378
2004-07-12 | 318
2004-07-13 | 309
2004-07-14 | 326
2004-07-15 | 518
2004-07-16 | 585
2004-07-17 | 536
2004-07-18 | 490
2004-07-19 | 452
2004-07-20 | 649
2004-07-21 | 636
2004-07-22 | 509
2004-07-23 | 486
2004-07-24 | 437
2004-07-25 | 415
2004-07-26 | 400
2004-07-27 | 475
2004-07-28 | 1750
2004-07-29 | 1350
2004-07-30 | 846
2004-07-31 | 701
2004-08-01 | 744
2004-08-02 | 733
2004-08-03 | 687
2004-08-04 | 849
2004-08-05 | 1000
2004-08-06 | 614
2004-08-07 | 496
2004-08-08 | 503
2004-08-09 | 441
2004-08-10 | 367
2004-08-11 | 463
2004-08-12 | 844
2004-08-13 | 1590
2004-08-14 | 1530
2004-08-15 | 737
2004-08-16 | 494
2004-08-17 | 947
2004-08-18 | 924
2004-08-19 | 908
2004-08-20 | 876
2004-08-21 | 2070
2004-08-22 | 2140
2004-08-23 | 1220
2004-08-24 | 856
2004-08-25 | 740
2004-08-26 | 725
2004-08-27 | 766
2004-08-28 | 635
2004-08-29 | 843
2004-08-30 | 844
2004-08-31 | 1090
2004-09-01 | 788
2004-09-02 | 600
2004-09-03 | 674
2004-09-04 | 588
2004-09-05 | 454
2004-09-06 | 709
2004-09-07 | 626
2004-09-08 | 748
2004-09-09 | 2390
2004-09-10 | 2000
2004-09-11 | 1390
2004-09-12 | 1010
2004-09-13 | 951
2004-09-14 | 575
2004-09-15 | 627
2004-09-16 | 795
2004-09-17 | 855
2004-09-18 | 8330
2004-09-19 | 4010
2004-09-20 | 2190
2004-09-21 | 1660
2004-09-22 | 1470
2004-09-23 | 1450
2004-09-24 | 1370
2004-09-25 | 1370
2004-09-26 | 1310
2004-09-27 | 1020
2004-09-28 | 1240
2004-09-29 | 2050
2004-09-30 | 1370
2004-10-01 | 1440
2004-10-02 | 1390
2004-10-03 | 1180
2004-10-04 | 1010
2004-10-05 | 1020
2004-10-06 | 981
2004-10-07 | 927
2004-10-08 | 617
2004-10-09 | 544
2004-10-10 | 512
2004-10-11 | 473
2004-10-12 | 457
2004-10-13 | 468
2004-10-14 | 371
2004-10-15 | 663
2004-10-16 | 1510
2004-10-17 | 898
2004-10-18 | 759
2004-10-19 | 870
2004-10-20 | 1320
2004-10-21 | 896
2004-10-22 | 795
2004-10-23 | 708
2004-10-24 | 636
2004-10-25 | 597
2004-10-26 | 512
2004-10-27 | 512
2004-10-28 | 467
2004-10-29 | 471
2004-10-30 | 493
2004-10-31 | 579
2004-11-01 | 614
2004-11-02 | 497
2004-11-03 | 561
2004-11-04 | 521
2004-11-05 | 1580
2004-11-06 | 1230
2004-11-07 | 1070
2004-11-08 | 845
2004-11-09 | 737
2004-11-10 | 884
2004-11-11 | 829
2004-11-12 | 699
2004-11-13 | 699
2004-11-14 | 630
2004-11-15 | 709
2004-11-16 | 712
2004-11-17 | 626
2004-11-18 | 661
2004-11-19 | 653
2004-11-20 | 655
2004-11-21 | 761
2004-11-22 | 823
2004-11-23 | 798
2004-11-24 | 910
2004-11-25 | 2260
2004-11-26 | 1950
2004-11-27 | 1360
2004-11-28 | 1880
2004-11-29 | 2920
2004-11-30 | 1920
2004-12-01 | 3970
2004-12-02 | 4890
2004-12-03 | 3030
2004-12-04 | 2450
2004-12-05 | 1970
2004-12-06 | 1790
2004-12-07 | 1780
2004-12-08 | 2220
2004-12-09 | 2600
2004-12-10 | 2460
2004-12-11 | 3550
2004-12-12 | 2690
2004-12-13 | 2250
2004-12-14 | 2090
2004-12-15 | 1800
2004-12-16 | 1620
2004-12-17 | 1600
2004-12-18 | 1680
2004-12-19 | 1680
2004-12-20 | 1410
2004-12-21 | 1820
2004-12-22 | 1870
2004-12-23 | 2220
2004-12-24 | 5400
2004-12-25 | 2350
2004-12-26 | 1630
2004-12-27 | 1740
2004-12-28 | 1820
2004-12-29 | 2120
2004-12-30 | 1610
2004-12-31 | 1590
2005-01-01 | 1590
2005-01-02 | 1590
2005-01-03 | 1670
2005-01-04 | 2070
2005-01-05 | 1930
2005-01-06 | 1810
2005-01-07 | 1770
2005-01-08 | 1560
2005-01-09 | 1680
2005-01-10 | 1500
2005-01-11 | 1570
2005-01-12 | 1580
2005-01-13 | 1790
2005-01-14 | 5480
2005-01-15 | 3440
2005-01-16 | 2310
2005-01-17 | 2160
2005-01-18 | 1790
2005-01-19 | 2080
2005-01-20 | 2190
2005-01-21 | 2060
2005-01-22 | 2400
2005-01-23 | 2360
2005-01-24 | 2010
2005-01-25 | 2250
2005-01-26 | 1970
2005-01-27 | 2140
2005-01-28 | 2120
2005-01-29 | 2060
2005-01-30 | 2140
2005-01-31 | 1910
2005-02-01 | 1850
2005-02-02 | 1820
2005-02-03 | 1770
2005-02-04 | 1710
2005-02-05 | 1390
2005-02-06 | 1420
2005-02-07 | 1310
2005-02-08 | 1260
2005-02-09 | 1420
2005-02-10 | 2350
2005-02-11 | 1960
2005-02-12 | 1700
2005-02-13 | 1580
2005-02-14 | 1480
2005-02-15 | 1930
2005-02-16 | 1850
2005-02-17 | 1940
2005-02-18 | 1650
2005-02-19 | 1390
2005-02-20 | 1430
2005-02-21 | 1390
2005-02-22 | 1420
2005-02-23 | 1520
2005-02-24 | 1320
2005-02-25 | 1380
2005-02-26 | 1230
2005-02-27 | 1280
2005-02-28 | 1320
2005-03-01 | 1400
2005-03-02 | 1400
2005-03-03 | 1280
2005-03-04 | 1370
2005-03-05 | 1000
2005-03-06 | 879
2005-03-07 | 1080
2005-03-08 | 1200
2005-03-09 | 1270
2005-03-10 | 1040
2005-03-11 | 1350
2005-03-12 | 1080
2005-03-13 | 1090
2005-03-14 | 990
2005-03-15 | 956
2005-03-16 | 963
2005-03-17 | 937
2005-03-18 | 1010
2005-03-19 | 866
2005-03-20 | 799
2005-03-21 | 916
2005-03-22 | 848
2005-03-23 | 958
2005-03-24 | 1040
2005-03-25 | 887
2005-03-26 | 678
2005-03-27 | 861
2005-03-28 | 2080
2005-03-29 | 8450
2005-03-30 | 5800
2005-03-31 | 4560
2005-04-01 | 5360
2005-04-02 | 7760
2005-04-03 | 16800
2005-04-04 | 6780
2005-04-05 | 4220
2005-04-06 | 3610
2005-04-07 | 4150
2005-04-08 | 6960
2005-04-09 | 5370
2005-04-10 | 4350
2005-04-11 | 3830
2005-04-12 | 2920
2005-04-13 | 2550
2005-04-14 | 2320
2005-04-15 | 2150
2005-04-16 | 1730
2005-04-17 | 1720
2005-04-18 | 1760
2005-04-19 | 1670
2005-04-20 | 1520
2005-04-21 | 1660
2005-04-22 | 1500
2005-04-23 | 1780
2005-04-24 | 9490
2005-04-25 | 5410
2005-04-26 | 3490
2005-04-27 | 3020
2005-04-28 | 4690
2005-04-29 | 3280
2005-04-30 | 2600
2005-05-01 | 3240
2005-05-02 | 2950
2005-05-03 | 2450
2005-05-04 | 2090
2005-05-05 | 1960
2005-05-06 | 1650
2005-05-07 | 1570
2005-05-08 | 1460
2005-05-09 | 1340
2005-05-10 | 1470
2005-05-11 | 1350
2005-05-12 | 1220
2005-05-13 | 1120
2005-05-14 | 970
2005-05-15 | 997
2005-05-16 | 1090
2005-05-17 | 1080
2005-05-18 | 741
2005-05-19 | 679
2005-05-20 | 592
2005-05-21 | 583
2005-05-22 | 762
2005-05-23 | 717
2005-05-24 | 1220
2005-05-25 | 1930
2005-05-26 | 1890
2005-05-27 | 1860
2005-05-28 | 1020
2005-05-29 | 925
2005-05-30 | 870
2005-05-31 | 922
2005-06-01 | 882
2005-06-02 | 740
2005-06-03 | 820
2005-06-04 | 706
2005-06-05 | 486
2005-06-06 | 542
2005-06-07 | 935
2005-06-08 | 723
2005-06-09 | 841
2005-06-10 | 651
2005-06-11 | 570
2005-06-12 | 590
2005-06-13 | 623
2005-06-14 | 674
2005-06-15 | 575
2005-06-16 | 659
2005-06-17 | 1550
2005-06-18 | 1630
2005-06-19 | 1460
2005-06-20 | 797
2005-06-21 | 941
2005-06-22 | 733
2005-06-23 | 599
2005-06-24 | 518
2005-06-25 | 581
2005-06-26 | 529
2005-06-27 | 677
2005-06-28 | 1030
2005-06-29 | 1360
2005-06-30 | 984
2005-07-01 | 1020
2005-07-02 | 1620
2005-07-03 | 820
2005-07-04 | 763
2005-07-05 | 664
2005-07-06 | 782
2005-07-07 | 1190
2005-07-08 | 1010
2005-07-09 | 1340
2005-07-10 | 1220
2005-07-11 | 983
2005-07-12 | 1120
2005-07-13 | 968
2005-07-14 | 1000
2005-07-15 | 1170
2005-07-16 | 880
2005-07-17 | 898
2005-07-18 | 1290
2005-07-19 | 1350
2005-07-20 | 707
2005-07-21 | 625
2005-07-22 | 427
2005-07-23 | 420
2005-07-24 | 404
2005-07-25 | 458
2005-07-26 | 433
2005-07-27 | 806
2005-07-28 | 574
2005-07-29 | 292
2005-07-30 | 367
2005-07-31 | 581
2005-08-01 | 470
2005-08-02 | 825
2005-08-03 | 834
2005-08-04 | 435
2005-08-05 | 445
2005-08-06 | 334
2005-08-07 | 425
2005-08-08 | 342
2005-08-09 | 315
2005-08-10 | 349
2005-08-11 | 462
2005-08-12 | 427
2005-08-13 | 465
2005-08-14 | 689
2005-08-15 | 971
2005-08-16 | 611
2005-08-17 | 422
2005-08-18 | 379
2005-08-19 | 357
2005-08-20 | 366
2005-08-21 | 382
2005-08-22 | 405
2005-08-23 | 314
2005-08-24 | 310
2005-08-25 | 297
2005-08-26 | 317
2005-08-27 | 305
2005-08-28 | 400
2005-08-29 | 498
2005-08-30 | 608
2005-08-31 | 488
2005-09-01 | 478
2005-09-02 | 360
2005-09-03 | 361
2005-09-04 | 315
2005-09-05 | 311
2005-09-06 | 305
2005-09-07 | 298
2005-09-08 | 290
2005-09-09 | 287
2005-09-10 | 266
2005-09-11 | 275
2005-09-12 | 285
2005-09-13 | 252
2005-09-14 | 249
2005-09-15 | 300
2005-09-16 | 299
2005-09-17 | 326
2005-09-18 | 303
2005-09-19 | 290
2005-09-20 | 234
2005-09-21 | 224
2005-09-22 | 221
2005-09-23 | 217
2005-09-24 | 223
2005-09-25 | 226
2005-09-26 | 224
2005-09-27 | 281
2005-09-28 | 603
2005-09-29 | 937
2005-09-30 | 440
2005-10-01 | 298
2005-10-02 | 294
2005-10-03 | 285
2005-10-04 | 241
2005-10-05 | 235
2005-10-06 | 261
2005-10-07 | 281
2005-10-08 | 4270
2005-10-09 | 20700
2005-10-10 | 3670
2005-10-11 | 1730
2005-10-12 | 2550
2005-10-13 | 3140
2005-10-14 | 4290
2005-10-15 | 9630
2005-10-16 | 5910
2005-10-17 | 4310
2005-10-18 | 3430
2005-10-19 | 2870
2005-10-20 | 2690
2005-10-21 | 2600
2005-10-22 | 2460
2005-10-23 | 5070
2005-10-24 | 3900
2005-10-25 | 9830
2005-10-26 | 7630
2005-10-27 | 4640
2005-10-28 | 3650
2005-10-29 | 3140
2005-10-30 | 2840
2005-10-31 | 2520
2005-11-01 | 2220
2005-11-02 | 2070
2005-11-03 | 1680
2005-11-04 | 1410
2005-11-05 | 1160
2005-11-06 | 1140
2005-11-07 | 1100
2005-11-08 | 1290
2005-11-09 | 1290
2005-11-10 | 2840
2005-11-11 | 2310
2005-11-12 | 1850
2005-11-13 | 1670
2005-11-14 | 1620
2005-11-15 | 1690
2005-11-16 | 2120
2005-11-17 | 4700
2005-11-18 | 3060
2005-11-19 | 2550
2005-11-20 | 2310
2005-11-21 | 2110
2005-11-22 | 2850
2005-11-23 | 2910
2005-11-24 | 2350
2005-11-25 | 2130
2005-11-26 | 1990
2005-11-27 | 1810
2005-11-28 | 1760
2005-11-29 | 2360
2005-11-30 | 7100
2005-12-01 | 4350
2005-12-02 | 3140
2005-12-03 | 2780
2005-12-04 | 2540
2005-12-05 | 2380
2005-12-06 | 2300
2005-12-07 | 1940
2005-12-08 | 1860
2005-12-09 | 1840
2005-12-10 | 2010
2005-12-11 | 1750
2005-12-12 | 1690
2005-12-13 | 1460
2005-12-14 | 1100
2005-12-15 | 1290
2005-12-16 | 1760
2005-12-17 | 1500
2005-12-18 | 1360
2005-12-19 | 1280
2005-12-20 | 1210
2005-12-21 | 1240
2005-12-22 | 1180
2005-12-23 | 1190
2005-12-24 | 1230
2005-12-25 | 1190
2005-12-26 | 3270
2005-12-27 | 2660
2005-12-28 | 1870
2005-12-29 | 1820
2005-12-30 | 3600
2005-12-31 | 2410
2006-01-01 | 2100
2006-01-02 | 1860
2006-01-03 | 1780
2006-01-04 | 1560
2006-01-05 | 1320
2006-01-06 | 1460
2006-01-07 | 1440
2006-01-08 | 1070
2006-01-09 | 1280
2006-01-10 | 1380
2006-01-11 | 1210
2006-01-12 | 1880
2006-01-13 | 2090
2006-01-14 | 4030
2006-01-15 | 3470
2006-01-16 | 2680
2006-01-17 | 2480
2006-01-18 | 4900
2006-01-19 | 7390
2006-01-20 | 3920
2006-01-21 | 3450
2006-01-22 | 3570
2006-01-23 | 3220
2006-01-24 | 2930
2006-01-25 | 2530
2006-01-26 | 2580
2006-01-27 | 2390
2006-01-28 | 2300
2006-01-29 | 2240
2006-01-30 | 2620
2006-01-31 | 2550
2006-02-01 | 2290
2006-02-02 | 1580
2006-02-03 | 2720
2006-02-04 | 3130
2006-02-05 | 5960
2006-02-06 | 3760
2006-02-07 | 2880
2006-02-08 | 2430
2006-02-09 | 2290
2006-02-10 | 2180
2006-02-11 | 2050
2006-02-12 | 2030
2006-02-13 | 1980
2006-02-14 | 1980
2006-02-15 | 1910
2006-02-16 | 1480
2006-02-17 | 2070
2006-02-18 | 2080
2006-02-19 | 2000
2006-02-20 | 1780
2006-02-21 | 1920
2006-02-22 | 1730
2006-02-23 | 1750
2006-02-24 | 1740
2006-02-25 | 1630
2006-02-26 | 1600
2006-02-27 | 1580
2006-02-28 | 1700
2006-03-01 | 1500
2006-03-02 | 1430
2006-03-03 | 1470
2006-03-04 | 1660
2006-03-05 | 1250
2006-03-06 | 1260
2006-03-07 | 1390
2006-03-08 | 1300
2006-03-09 | 1440
2006-03-10 | 1380
2006-03-11 | 1530
2006-03-12 | 1520
2006-03-13 | 1530
2006-03-14 | 4520
2006-03-15 | 2740
2006-03-16 | 1860
2006-03-17 | 1580
2006-03-18 | 1620
2006-03-19 | 1550
2006-03-20 | 1460
2006-03-21 | 1460
2006-03-22 | 1490
2006-03-23 | 1510
2006-03-24 | 1480
2006-03-25 | 1240
2006-03-26 | 1190
2006-03-27 | 1450
2006-03-28 | 1370
2006-03-29 | 1150
2006-03-30 | 1160
2006-03-31 | 852
2006-04-01 | 744
2006-04-02 | 976
2006-04-03 | 1150
2006-04-04 | 3710
2006-04-05 | 2680
2006-04-06 | 2030
2006-04-07 | 1560
2006-04-08 | 2090
2006-04-09 | 1900
2006-04-10 | 1480
2006-04-11 | 1260
2006-04-12 | 1060
2006-04-13 | 790
2006-04-14 | 762
2006-04-15 | 861
2006-04-16 | 806
2006-04-17 | 688
2006-04-18 | 666
2006-04-19 | 667
2006-04-20 | 617
2006-04-21 | 576
2006-04-22 | 630
2006-04-23 | 1390
2006-04-24 | 2560
2006-04-25 | 1220
2006-04-26 | 1020
2006-04-27 | 858
2006-04-28 | 777
2006-04-29 | 755
2006-04-30 | 715
2006-05-01 | 655
2006-05-02 | 593
2006-05-03 | 1000
2006-05-04 | 953
2006-05-05 | 871
2006-05-06 | 731
2006-05-07 | 711
2006-05-08 | 582
2006-05-09 | 602
2006-05-10 | 597
2006-05-11 | 630
2006-05-12 | 1620
2006-05-13 | 6190
2006-05-14 | 4340
2006-05-15 | 4800
2006-05-16 | 3970
2006-05-17 | 3970
2006-05-18 | 3330
2006-05-19 | 3750
2006-05-20 | 5060
2006-05-21 | 3780
2006-05-22 | 3320
2006-05-23 | 2710
2006-05-24 | 2070
2006-05-25 | 1350
2006-05-26 | 1180
2006-05-27 | 1310
2006-05-28 | 1260
2006-05-29 | 1200
2006-05-30 | 1040
2006-05-31 | 3420
2006-06-01 | 2560
2006-06-02 | 2140
2006-06-03 | 3410
2006-06-04 | 5230
2006-06-05 | 3900
2006-06-06 | 2450
2006-06-07 | 2160
2006-06-08 | 4570
2006-06-09 | 3480
2006-06-10 | 2620
2006-06-11 | 2100
2006-06-12 | 1790
2006-06-13 | 1250
2006-06-14 | 1030
2006-06-15 | 1020
2006-06-16 | 1100
2006-06-17 | 1060
2006-06-18 | 1000
2006-06-19 | 1270
2006-06-20 | 1210
2006-06-21 | 915
2006-06-22 | 1040
2006-06-23 | 1100
2006-06-24 | 1330
2006-06-25 | 1000
2006-06-26 | 1610
2006-06-27 | 1790
2006-06-28 | 2150
2006-06-29 | 2440
2006-06-30 | 2370
2006-07-01 | 2350
2006-07-02 | 1860
2006-07-03 | 1670
2006-07-04 | 1600
2006-07-05 | 1460
2006-07-06 | 1260
2006-07-07 | 860
2006-07-08 | 834
2006-07-09 | 566
2006-07-10 | 745
2006-07-11 | 786
2006-07-12 | 1070
2006-07-13 | 2220
2006-07-14 | 1740
2006-07-15 | 1370
2006-07-16 | 1150
2006-07-17 | 1310
2006-07-18 | 1270
2006-07-19 | 808
2006-07-20 | 804
2006-07-21 | 692
2006-07-22 | 819
2006-07-23 | 1500
2006-07-24 | 819
2006-07-25 | 851
2006-07-26 | 868
2006-07-27 | 823
2006-07-28 | 863
2006-07-29 | 860
2006-07-30 | 844
2006-07-31 | 650
2006-08-01 | 583
2006-08-02 | 816
2006-08-03 | 1040
2006-08-04 | 695
2006-08-05 | 767
2006-08-06 | 698
2006-08-07 | 749
2006-08-08 | 1310
2006-08-09 | 544
2006-08-10 | 559
2006-08-11 | 486
2006-08-12 | 353
2006-08-13 | 488
2006-08-14 | 416
2006-08-15 | 417
2006-08-16 | 544
2006-08-17 | 477
2006-08-18 | 495
2006-08-19 | 505
2006-08-20 | 1350
2006-08-21 | 1220
2006-08-22 | 739
2006-08-23 | 575
2006-08-24 | 655
2006-08-25 | 898
2006-08-26 | 763
2006-08-27 | 554
2006-08-28 | 850
2006-08-29 | 703
2006-08-30 | 955
2006-08-31 | 718
2006-09-01 | 761
2006-09-02 | 629
2006-09-03 | 1290
2006-09-04 | 1250
2006-09-05 | 753
2006-09-06 | 703
2006-09-07 | 694
2006-09-08 | 616
2006-09-09 | 520
2006-09-10 | 498
2006-09-11 | 441
2006-09-12 | 333
2006-09-13 | 378
2006-09-14 | 439
2006-09-15 | 620
2006-09-16 | 551
2006-09-17 | 581
2006-09-18 | 480
2006-09-19 | 372
2006-09-20 | 317
2006-09-21 | 312
2006-09-22 | 280
2006-09-23 | 283
2006-09-24 | 289
2006-09-25 | 374
2006-09-26 | 396
2006-09-27 | 284
2006-09-28 | 339
2006-09-29 | 495
2006-09-30 | 551
2006-10-01 | 1080
2006-10-02 | 1190
2006-10-03 | 959
2006-10-04 | 793
2006-10-05 | 707
2006-10-06 | 741
2006-10-07 | 726
2006-10-08 | 702
2006-10-09 | 656
2006-10-10 | 622
2006-10-11 | 659
2006-10-12 | 1850
2006-10-13 | 1720
2006-10-14 | 963
2006-10-15 | 714
2006-10-16 | 715
2006-10-17 | 838
2006-10-18 | 1870
2006-10-19 | 1870
2006-10-20 | 2210
2006-10-21 | 3000
2006-10-22 | 1920
2006-10-23 | 1790
2006-10-24 | 1570
2006-10-25 | 1540
2006-10-26 | 1320
2006-10-27 | 1450
2006-10-28 | 3840
2006-10-29 | 4590
2006-10-30 | 2330
2006-10-31 | 1960
2006-11-01 | 2030
2006-11-02 | 1990
2006-11-03 | 2040
2006-11-04 | 1920
2006-11-05 | 1690
2006-11-06 | 1620
2006-11-07 | 1340
2006-11-08 | 1910
2006-11-09 | 5350
2006-11-10 | 3880
2006-11-11 | 2860
2006-11-12 | 2670
2006-11-13 | 4100
2006-11-14 | 3520
2006-11-15 | 3410
2006-11-16 | 3310
2006-11-17 | 6220
2006-11-18 | 4410
2006-11-19 | 3610
2006-11-20 | 3140
2006-11-21 | 2680
2006-11-22 | 2100
2006-11-23 | 1890
2006-11-24 | 1760
2006-11-25 | 1650
2006-11-26 | 1240
2006-11-27 | 1330
2006-11-28 | 1380
2006-11-29 | 1290
2006-11-30 | 1170
2006-12-01 | 1300
2006-12-02 | 2300
2006-12-03 | 1660
2006-12-04 | 1350
2006-12-05 | 1410
2006-12-06 | 1220
2006-12-07 | 1140
2006-12-08 | 1160
2006-12-09 | 1090
2006-12-10 | 1220
2006-12-11 | 1140
2006-12-12 | 1020
2006-12-13 | 1120
2006-12-14 | 1170
2006-12-15 | 1170
2006-12-16 | 1070
2006-12-17 | 926
2006-12-18 | 1050
2006-12-19 | 988
2006-12-20 | 1030
2006-12-21 | 884
2006-12-22 | 775
2006-12-23 | 1650
2006-12-24 | 1740
2006-12-25 | 1420
2006-12-26 | 1780
2006-12-27 | 1910
2006-12-28 | 1820
2006-12-29 | 1700
2006-12-30 | 1490
2006-12-31 | 1230
2007-01-01 | 1810
2007-01-02 | 1960
2007-01-03 | 1760
2007-01-04 | 1720
2007-01-05 | 1780
2007-01-06 | 2750
2007-01-07 | 3910
2007-01-08 | 5510
2007-01-09 | 5240
2007-01-10 | 3680
2007-01-11 | 2920
2007-01-12 | 2090
2007-01-13 | 2630
2007-01-14 | 2640
2007-01-15 | 3030
2007-01-16 | 4800
2007-01-17 | 3190
2007-01-18 | 2600
2007-01-19 | 2660
2007-01-20 | 2240
2007-01-21 | 1890
2007-01-22 | 2140
2007-01-23 | 1980
2007-01-24 | 1780
2007-01-25 | 1490
2007-01-26 | 1490
2007-01-27 | 1710
2007-01-28 | 1400
2007-01-29 | 1350
2007-01-30 | 1330
2007-01-31 | 1450
2007-02-01 | 1220
2007-02-02 | 1080
2007-02-03 | 1210
2007-02-04 | 1240
2007-02-05 | 1230
2007-02-06 | 1130
2007-02-07 | 1240
2007-02-08 | 1370
2007-02-09 | 1250
2007-02-10 | 1260
2007-02-11 | 1220
2007-02-12 | 1280
2007-02-13 | 1610
2007-02-14 | 1160
2007-02-15 | 1210
2007-02-16 | 1440
2007-02-17 | 1290
2007-02-18 | 1360
2007-02-19 | 1520
2007-02-20 | 1450
2007-02-21 | 1100
2007-02-22 | 1290
2007-02-23 | 1220
2007-02-24 | 1280
2007-02-25 | 1280
2007-02-26 | 1300
2007-02-27 | 1350
2007-02-28 | 1260
2007-03-01 | 1350
2007-03-02 | 1380
2007-03-03 | 1250
2007-03-04 | 1300
2007-03-05 | 1120
2007-03-06 | 1300
2007-03-07 | 1360
2007-03-08 | 1420
2007-03-09 | 1170
2007-03-10 | 1270
2007-03-11 | 1330
2007-03-12 | 1230
2007-03-13 | 1480
2007-03-14 | 1900
2007-03-15 | 3300
2007-03-16 | 2630
2007-03-17 | 1830
2007-03-18 | 1850
2007-03-19 | 1810
2007-03-20 | 1480
2007-03-21 | 1550
2007-03-22 | 1630
2007-03-23 | 2490
2007-03-24 | 2410
2007-03-25 | 2330
2007-03-26 | 2330
2007-03-27 | 3780
2007-03-28 | 4870
2007-03-29 | 3450
2007-03-30 | 2700
2007-03-31 | 2530
2007-04-01 | 2340
2007-04-02 | 3120
2007-04-03 | 2750
2007-04-04 | 2330
2007-04-05 | 2300
2007-04-06 | 1830
2007-04-07 | 1700
2007-04-08 | 1550
2007-04-09 | 1440
2007-04-10 | 1210
2007-04-11 | 1280
2007-04-12 | 1500
2007-04-13 | 1500
2007-04-14 | 1660
2007-04-15 | 1980
2007-04-16 | 6440
2007-04-17 | 10100
2007-04-18 | 9030
2007-04-19 | 7610
2007-04-20 | 7150
2007-04-21 | 6740
2007-04-22 | 6480
2007-04-23 | 6150
2007-04-24 | 6410
2007-04-25 | 5370
2007-04-26 | 4400
2007-04-27 | 4250
2007-04-28 | 4000
2007-04-29 | 3590
2007-04-30 | 3360
2007-05-01 | 3060
2007-05-02 | 2650
2007-05-03 | 2250
2007-05-04 | 2050
2007-05-05 | 1730
2007-05-06 | 1470
2007-05-07 | 1080
2007-05-08 | 944
2007-05-09 | 1100
2007-05-10 | 1130
2007-05-11 | 2290
2007-05-12 | 2140
2007-05-13 | 1760
2007-05-14 | 1290
2007-05-15 | 1100
2007-05-16 | 1190
2007-05-17 | 1730
2007-05-18 | 1610
2007-05-19 | 1330
2007-05-20 | 2300
2007-05-21 | 3170
2007-05-22 | 2190
2007-05-23 | 1390
2007-05-24 | 999
2007-05-25 | 829
2007-05-26 | 839
2007-05-27 | 706
2007-05-28 | 927
2007-05-29 | 780
2007-05-30 | 626
2007-05-31 | 738
2007-06-01 | 692
2007-06-02 | 661
2007-06-03 | 768
2007-06-04 | 2260
2007-06-05 | 4510
2007-06-06 | 2950
2007-06-07 | 1690
2007-06-08 | 817
2007-06-09 | 745
2007-06-10 | 886
2007-06-11 | 786
2007-06-12 | 751
2007-06-13 | 704
2007-06-14 | 652
2007-06-15 | 631
2007-06-16 | 587
2007-06-17 | 774
2007-06-18 | 695
2007-06-19 | 598
2007-06-20 | 646
2007-06-21 | 568
2007-06-22 | 502
2007-06-23 | 628
2007-06-24 | 520
2007-06-25 | 585
2007-06-26 | 754
2007-06-27 | 842
2007-06-28 | 817
2007-06-29 | 611
2007-06-30 | 470
2007-07-01 | 416
2007-07-02 | 356
2007-07-03 | 448
2007-07-04 | 265
2007-07-05 | 447
2007-07-06 | 746
2007-07-07 | 654
2007-07-08 | 588
2007-07-09 | 696
2007-07-10 | 884
2007-07-11 | 927
2007-07-12 | 1210
2007-07-13 | 795
2007-07-14 | 576
2007-07-15 | 565
2007-07-16 | 776
2007-07-17 | 437
2007-07-18 | 727
2007-07-19 | 864
2007-07-20 | 1390
2007-07-21 | 1070
2007-07-22 | 878
2007-07-23 | 765
2007-07-24 | 630
2007-07-25 | 599
2007-07-26 | 574
2007-07-27 | 741
2007-07-28 | 886
2007-07-29 | 1160
2007-07-30 | 1080
2007-07-31 | 565
2007-08-01 | 572
2007-08-02 | 779
2007-08-03 | 661
2007-08-04 | 703
2007-08-05 | 480
2007-08-06 | 475
2007-08-07 | 718
2007-08-08 | 985
2007-08-09 | 966
2007-08-10 | 622
2007-08-11 | 588
2007-08-12 | 493
2007-08-13 | 416
2007-08-14 | 417
2007-08-15 | 363
2007-08-16 | 422
2007-08-17 | 628
2007-08-18 | 333
2007-08-19 | 376
2007-08-20 | 443
2007-08-21 | 350
2007-08-22 | 296
2007-08-23 | 369
2007-08-24 | 329
2007-08-25 | 271
2007-08-26 | 571
2007-08-27 | 485
2007-08-28 | 380
2007-08-29 | 435
2007-08-30 | 272
2007-08-31 | 294
2007-09-01 | 363
2007-09-02 | 338
2007-09-03 | 273
2007-09-04 | 291
2007-09-05 | 251
2007-09-06 | 359
2007-09-07 | 312
2007-09-08 | 394
2007-09-09 | 321
2007-09-10 | 444
2007-09-11 | 881
2007-09-12 | 1900
2007-09-13 | 585
2007-09-14 | 401
2007-09-15 | 380
2007-09-16 | 400
2007-09-17 | 301
2007-09-18 | 250
2007-09-19 | 245
2007-09-20 | 327
2007-09-21 | 265
2007-09-22 | 241
2007-09-23 | 241
2007-09-24 | 244
2007-09-25 | 281
2007-09-26 | 233
2007-09-27 | 228
2007-09-28 | 329
2007-09-29 | 365
2007-09-30 | 288
2007-10-01 | 243
2007-10-02 | 224
2007-10-03 | 224
2007-10-04 | 315
2007-10-05 | 309
2007-10-06 | 270
2007-10-07 | 308
2007-10-08 | 256
2007-10-09 | 329
2007-10-10 | 324
2007-10-11 | 382
2007-10-12 | 953
2007-10-13 | 632
2007-10-14 | 447
2007-10-15 | 373
2007-10-16 | 268
2007-10-17 | 301
2007-10-18 | 228
2007-10-19 | 298
2007-10-20 | 919
2007-10-21 | 652
2007-10-22 | 360
2007-10-23 | 344
2007-10-24 | 352
2007-10-25 | 425
2007-10-26 | 469
2007-10-27 | 1090
2007-10-28 | 2180
2007-10-29 | 845
2007-10-30 | 505
2007-10-31 | 464
2007-11-01 | 408
2007-11-02 | 463
2007-11-03 | 520
2007-11-04 | 355
2007-11-05 | 360
2007-11-06 | 423
2007-11-07 | 758
2007-11-08 | 548
2007-11-09 | 487
2007-11-10 | 437
2007-11-11 | 335
2007-11-12 | 333
2007-11-13 | 376
2007-11-14 | 538
2007-11-15 | 1300
2007-11-16 | 2180
2007-11-17 | 972
2007-11-18 | 701
2007-11-19 | 502
2007-11-20 | 604
2007-11-21 | 690
2007-11-22 | 784
2007-11-23 | 852
2007-11-24 | 812
2007-11-25 | 727
2007-11-26 | 869
2007-11-27 | 1780
2007-11-28 | 1800
2007-11-29 | 1630
2007-11-30 | 1120
2007-12-01 | 1140
2007-12-02 | 1220
2007-12-03 | 1190
2007-12-04 | 1120
2007-12-05 | 1260
2007-12-06 | 1010
2007-12-07 | 1210
2007-12-08 | 817
2007-12-09 | 859
2007-12-10 | 899
2007-12-11 | 973
2007-12-12 | 1190
2007-12-13 | 1640
2007-12-14 | 1340
2007-12-15 | 967
2007-12-16 | 910
2007-12-17 | 1040
2007-12-18 | 1070
2007-12-19 | 1200
2007-12-20 | 1150
2007-12-21 | 843
2007-12-22 | 797
2007-12-23 | 831
2007-12-24 | 2870
2007-12-25 | 1780
2007-12-26 | 1440
2007-12-27 | 1370
2007-12-28 | 1260
2007-12-29 | 1400
2007-12-30 | 1560
2007-12-31 | 1370
2008-01-01 | 1500
2008-01-02 | 1390
2008-01-03 | 1370
2008-01-04 | 1330
2008-01-05 | 1480
2008-01-06 | 1260
2008-01-07 | 1480
2008-01-08 | 1760
2008-01-09 | 3500
2008-01-10 | 3320
2008-01-11 | 2920
2008-01-12 | 3390
2008-01-13 | 2500
2008-01-14 | 1610
2008-01-15 | 1860
2008-01-16 | 1670
2008-01-17 | 1540
2008-01-18 | 1670
2008-01-19 | 1680
2008-01-20 | 1490
2008-01-21 | 1610
2008-01-22 | 1630
2008-01-23 | 1770
2008-01-24 | 1400
2008-01-25 | 1520
2008-01-26 | 1620
2008-01-27 | 1390
2008-01-28 | 1350
2008-01-29 | 1230
2008-01-30 | 1350
2008-01-31 | 1460
2008-02-01 | 1500
2008-02-02 | 1530
2008-02-03 | 1220
2008-02-04 | 1050
2008-02-05 | 1840
2008-02-06 | 3920
2008-02-07 | 5250
2008-02-08 | 2710
2008-02-09 | 2180
2008-02-10 | 2040
2008-02-11 | 1740
2008-02-12 | 1920
2008-02-13 | 3100
2008-02-14 | 4380
2008-02-15 | 2750
2008-02-16 | 2280
2008-02-17 | 2100
2008-02-18 | 4140
2008-02-19 | 4820
2008-02-20 | 3060
2008-02-21 | 2550
2008-02-22 | 2210
2008-02-23 | 2280
2008-02-24 | 2070
2008-02-25 | 1960
2008-02-26 | 2020
2008-02-27 | 1980
2008-02-28 | 1950
2008-02-29 | 2010
2008-03-01 | 2220
2008-03-02 | 2120
2008-03-03 | 2030
2008-03-04 | 2190
2008-03-05 | 5030
2008-03-06 | 4380
2008-03-07 | 3320
2008-03-08 | 5200
2008-03-09 | 8550
2008-03-10 | 4850
2008-03-11 | 3810
2008-03-12 | 3210
2008-03-13 | 3320
2008-03-14 | 3090
2008-03-15 | 3440
2008-03-16 | 3380
2008-03-17 | 3160
2008-03-18 | 3020
2008-03-19 | 3190
2008-03-20 | 4550
2008-03-21 | 3620
2008-03-22 | 3130
2008-03-23 | 2950
2008-03-24 | 2760
2008-03-25 | 2680
2008-03-26 | 2780
2008-03-27 | 2800
2008-03-28 | 2880
2008-03-29 | 2730
2008-03-30 | 2590
2008-03-31 | 2620
2008-04-01 | 3350
2008-04-02 | 7590
2008-04-03 | 4850
2008-04-04 | 4430
2008-04-05 | 5880
2008-04-06 | 5690
2008-04-07 | 4480
2008-04-08 | 4770
2008-04-09 | 5140
2008-04-10 | 6980
2008-04-11 | 7340
2008-04-12 | 6790
2008-04-13 | 7170
2008-04-14 | 4340
2008-04-15 | 3700
2008-04-16 | 3490
2008-04-17 | 3440
2008-04-18 | 3610
2008-04-19 | 3920
2008-04-20 | 3550
2008-04-21 | 2950
2008-04-22 | 2670
2008-04-23 | 2520
2008-04-24 | 2240
2008-04-25 | 1730
2008-04-26 | 1560
2008-04-27 | 1370
2008-04-28 | 1800
2008-04-29 | 6780
2008-04-30 | 4150
2008-05-01 | 2990
2008-05-02 | 2200
2008-05-03 | 2300
2008-05-04 | 2340
2008-05-05 | 2360
2008-05-06 | 1820
2008-05-07 | 1520
2008-05-08 | 1350
2008-05-09 | 1320
2008-05-10 | 1330
2008-05-11 | 1250
2008-05-12 | 989
2008-05-13 | 892
2008-05-14 | 751
2008-05-15 | 771
2008-05-16 | 737
2008-05-17 | 853
2008-05-18 | 713
2008-05-19 | 662
2008-05-20 | 561
2008-05-21 | 527
2008-05-22 | 582
2008-05-23 | 565
2008-05-24 | 505
2008-05-25 | 519
2008-05-26 | 508
2008-05-27 | 502
2008-05-28 | 421
2008-05-29 | 464
2008-05-30 | 446
2008-05-31 | 407
2008-06-01 | 450
2008-06-02 | 464
2008-06-03 | 381
2008-06-04 | 340
2008-06-05 | 339
2008-06-06 | 720
2008-06-07 | 688
2008-06-08 | 551
2008-06-09 | 468
2008-06-10 | 388
2008-06-11 | 422
2008-06-12 | 371
2008-06-13 | 346
2008-06-14 | 317
2008-06-15 | 341
2008-06-16 | 370
2008-06-17 | 607
2008-06-18 | 377
2008-06-19 | 456
2008-06-20 | 408
2008-06-21 | 465
2008-06-22 | 475
2008-06-23 | 1150
2008-06-24 | 980
2008-06-25 | 581
2008-06-26 | 527
2008-06-27 | 416
2008-06-28 | 464
2008-06-29 | 612
2008-06-30 | 546
2008-07-01 | 449
2008-07-02 | 448
2008-07-03 | 337
2008-07-04 | 402
2008-07-05 | 414
2008-07-06 | 492
2008-07-07 | 491
2008-07-08 | 568
2008-07-09 | 599
2008-07-10 | 522
2008-07-11 | 530
2008-07-12 | 360
2008-07-13 | 371
2008-07-14 | 439
2008-07-15 | 607
2008-07-16 | 598
2008-07-17 | 542
2008-07-18 | 487
2008-07-19 | 466
2008-07-20 | 460
2008-07-21 | 442
2008-07-22 | 494
2008-07-23 | 1260
2008-07-24 | 3050
2008-07-25 | 2550
2008-07-26 | 1550
2008-07-27 | 2300
2008-07-28 | 1980
2008-07-29 | 1530
2008-07-30 | 1390
2008-07-31 | 1040
2008-08-01 | 984
2008-08-02 | 1290
2008-08-03 | 1620
2008-08-04 | 1460
2008-08-05 | 1300
2008-08-06 | 1360
2008-08-07 | 1780
2008-08-08 | 2520
2008-08-09 | 1960
2008-08-10 | 1630
2008-08-11 | 1660
2008-08-12 | 2030
2008-08-13 | 1680
2008-08-14 | 1410
2008-08-15 | 1400
2008-08-16 | 1270
2008-08-17 | 1240
2008-08-18 | 1060
2008-08-19 | 1100
2008-08-20 | 1330
2008-08-21 | 1210
2008-08-22 | 1120
2008-08-23 | 907
2008-08-24 | 827
2008-08-25 | 761
2008-08-26 | 658
2008-08-27 | 349
2008-08-28 | 420
2008-08-29 | 322
2008-08-30 | 418
2008-08-31 | 439
2008-09-01 | 360
2008-09-02 | 250
2008-09-03 | 297
2008-09-04 | 387
2008-09-05 | 547
2008-09-06 | 828
2008-09-07 | 2310
2008-09-08 | 915
2008-09-09 | 904
2008-09-10 | 1060
2008-09-11 | 703
2008-09-12 | 546
2008-09-13 | 601
2008-09-14 | 770
2008-09-15 | 959
2008-09-16 | 643
2008-09-17 | 490
2008-09-18 | 352
2008-09-19 | 422
2008-09-20 | 467
2008-09-21 | 406
2008-09-22 | 339
2008-09-23 | 289
2008-09-24 | 381
2008-09-25 | 339
2008-09-26 | 965
2008-09-27 | 2300
2008-09-28 | 968
2008-09-29 | 1090
2008-09-30 | 1100
2008-10-01 | 1060
2008-10-02 | 1020
2008-10-03 | 1040
2008-10-04 | 1110
2008-10-05 | 806
2008-10-06 | 878
2008-10-07 | 614
2008-10-08 | 715
2008-10-09 | 755
2008-10-10 | 688
2008-10-11 | 722
2008-10-12 | 630
2008-10-13 | 564
2008-10-14 | 590
2008-10-15 | 474
2008-10-16 | 582
2008-10-17 | 594
2008-10-18 | 808
2008-10-19 | 476
2008-10-20 | 543
2008-10-21 | 520
2008-10-22 | 549
2008-10-23 | 592
2008-10-24 | 510
2008-10-25 | 584
2008-10-26 | 4740
2008-10-27 | 2100
2008-10-28 | 1950
2008-10-29 | 2810
2008-10-30 | 2050
2008-10-31 | 1530
2008-11-01 | 1620
2008-11-02 | 1330
2008-11-03 | 1110
2008-11-04 | 953
2008-11-05 | 1060
2008-11-06 | 970
2008-11-07 | 1150
2008-11-08 | 1040
2008-11-09 | 1100
2008-11-10 | 846
2008-11-11 | 853
2008-11-12 | 864
2008-11-13 | 880
2008-11-14 | 1370
2008-11-15 | 1750
2008-11-16 | 2130
2008-11-17 | 1820
2008-11-18 | 1260
2008-11-19 | 1540
2008-11-20 | 1410
2008-11-21 | 1210
2008-11-22 | 1270
2008-11-23 | 1050
2008-11-24 | 1080
2008-11-25 | 2230
2008-11-26 | 2400
2008-11-27 | 1840
2008-11-28 | 1510
2008-11-29 | 1490
2008-11-30 | 1360
2008-12-01 | 2750
2008-12-02 | 2420
2008-12-03 | 2000
2008-12-04 | 1810
2008-12-05 | 1770
2008-12-06 | 1480
2008-12-07 | 1570
2008-12-08 | 1430
2008-12-09 | 1230
2008-12-10 | 2100
2008-12-11 | 2990
2008-12-12 | 9610
2008-12-13 | 6050
2008-12-14 | 3800
2008-12-15 | 3380
2008-12-16 | 5330
2008-12-17 | 4300
2008-12-18 | 3450
2008-12-19 | 2970
2008-12-20 | 2920
2008-12-21 | 2740
2008-12-22 | 2700
2008-12-23 | 2680
2008-12-24 | 2440
2008-12-25 | 3880
2008-12-26 | 3140
2008-12-27 | 2920
2008-12-28 | 3350
2008-12-29 | 4590
2008-12-30 | 3450
2008-12-31 | 2700
2009-01-01 | 2660
2009-01-02 | 3030
2009-01-03 | 2690
2009-01-04 | 2390
2009-01-05 | 2220
2009-01-06 | 1590
2009-01-07 | 1960
2009-01-08 | 1790
2009-01-09 | 1460
2009-01-10 | 1890
2009-01-11 | 2030
2009-01-12 | 2030
2009-01-13 | 2100
2009-01-14 | 2130
2009-01-15 | 2130
2009-01-16 | 2030
2009-01-17 | 1970
2009-01-18 | 2070
2009-01-19 | 2240
2009-01-20 | 1800
2009-01-21 | 1400
2009-01-22 | 1780
2009-01-23 | 1580
2009-01-24 | 1510
2009-01-25 | 1650
2009-01-26 | 1880
2009-01-27 | 1990
2009-01-28 | 1580
2009-01-29 | 1680
2009-01-30 | 1560
2009-01-31 | 1440
2009-02-01 | 1430
2009-02-02 | 1480
2009-02-03 | 1340
2009-02-04 | 1440
2009-02-05 | 1420
2009-02-06 | 1370
2009-02-07 | 1540
2009-02-08 | 1490
2009-02-09 | 1680
2009-02-10 | 1520
2009-02-11 | 1270
2009-02-12 | 1670
2009-02-13 | 2080
2009-02-14 | 1810
2009-02-15 | 1570
2009-02-16 | 1390
2009-02-17 | 1350
2009-02-18 | 1200
2009-02-19 | 1300
2009-02-20 | 1220
2009-02-21 | 1220
2009-02-22 | 1150
2009-02-23 | 1180
2009-02-24 | 1280
2009-02-25 | 1320
2009-02-26 | 1190
2009-02-27 | 1150
2009-02-28 | 1460
2009-03-01 | 1460
2009-03-02 | 1340
2009-03-03 | 1350
2009-03-04 | 1390
2009-03-05 | 1280
2009-03-06 | 1250
2009-03-07 | 1270
2009-03-08 | 2170
2009-03-09 | 3010
2009-03-10 | 2240
2009-03-11 | 2540
2009-03-12 | 3730
2009-03-13 | 2450
2009-03-14 | 2100
2009-03-15 | 2120
2009-03-16 | 2280
2009-03-17 | 2230
2009-03-18 | 2170
2009-03-19 | 3290
2009-03-20 | 2910
2009-03-21 | 2120
2009-03-22 | 1900
2009-03-23 | 1610
2009-03-24 | 1580
2009-03-25 | 1480
2009-03-26 | 1470
2009-03-27 | 1860
2009-03-28 | 2730
2009-03-29 | 3770
2009-03-30 | 4640
2009-03-31 | 3090
2009-04-01 | 2330
2009-04-02 | 2590
2009-04-03 | 3740
2009-04-04 | 7390
2009-04-05 | 5030
2009-04-06 | 3730
2009-04-07 | 5160
2009-04-08 | 3420
2009-04-09 | 2640
2009-04-10 | 2140
2009-04-11 | 2300
2009-04-12 | 2180
2009-04-13 | 1970
2009-04-14 | 1720
2009-04-15 | 1460
2009-04-16 | 1220
2009-04-17 | 1290
2009-04-18 | 1230
2009-04-19 | 1290
2009-04-20 | 1230
2009-04-21 | 1730
2009-04-22 | 1620
2009-04-23 | 1550
2009-04-24 | 1270
2009-04-25 | 1280
2009-04-26 | 1540
2009-04-27 | 1110
2009-04-28 | 1020
2009-04-29 | 871
2009-04-30 | 767
2009-05-01 | 617
2009-05-02 | 668
2009-05-03 | 577
2009-05-04 | 518
2009-05-05 | 486
2009-05-06 | 588
2009-05-07 | 1520
2009-05-08 | 1590
2009-05-09 | 1160
2009-05-10 | 1440
2009-05-11 | 1070
2009-05-12 | 758
2009-05-13 | 711
2009-05-14 | 615
2009-05-15 | 1480
2009-05-16 | 1600
2009-05-17 | 1800
2009-05-18 | 1640
2009-05-19 | 1310
2009-05-20 | 866
2009-05-21 | 818
2009-05-22 | 513
2009-05-23 | 400
2009-05-24 | 436
2009-05-25 | 411
2009-05-26 | 371
2009-05-27 | 811
2009-05-28 | 1840
2009-05-29 | 1460
2009-05-30 | 1040
2009-05-31 | 611
2009-06-01 | 569
2009-06-02 | 365
2009-06-03 | 437
2009-06-04 | 591
2009-06-05 | 340
2009-06-06 | 245
2009-06-07 | 238
2009-06-08 | 269
2009-06-09 | 316
2009-06-10 | 408
2009-06-11 | 400
2009-06-12 | 1880
2009-06-13 | 2510
2009-06-14 | 2820
2009-06-15 | 1520
2009-06-16 | 2520
2009-06-17 | 2100
2009-06-18 | 2520
2009-06-19 | 7350
2009-06-20 | 3840
2009-06-21 | 3090
2009-06-22 | 2430
2009-06-23 | 2050
2009-06-24 | 1870
2009-06-25 | 1770
2009-06-26 | 1620
2009-06-27 | 1480
2009-06-28 | 1410
2009-06-29 | 1730
2009-06-30 | 1500
2009-07-01 | 1990
2009-07-02 | 3060
2009-07-03 | 3410
2009-07-04 | 2380
2009-07-05 | 1920
2009-07-06 | 1710
2009-07-07 | 1860
2009-07-08 | 2840
2009-07-09 | 2200
2009-07-10 | 1260
2009-07-11 | 1050
2009-07-12 | 1680
2009-07-13 | 1400
2009-07-14 | 1000
2009-07-15 | 1050
2009-07-16 | 925
2009-07-17 | 768
2009-07-18 | 1170
2009-07-19 | 1040
2009-07-20 | 704
2009-07-21 | 808
2009-07-22 | 2080
2009-07-23 | 1460
2009-07-24 | 2230
2009-07-25 | 2540
2009-07-26 | 1870
2009-07-27 | 1370
2009-07-28 | 1610
2009-07-29 | 1300
2009-07-30 | 6850
2009-07-31 | 5130
2009-08-01 | 8930
2009-08-02 | 3920
2009-08-03 | 3260
2009-08-04 | 2790
2009-08-05 | 1870
2009-08-06 | 1650
2009-08-07 | 1730
2009-08-08 | 1520
2009-08-09 | 1260
2009-08-10 | 1710
2009-08-11 | 1740
2009-08-12 | 1390
2009-08-13 | 1410
2009-08-14 | 1470
2009-08-15 | 1490
2009-08-16 | 1390
2009-08-17 | 1500
2009-08-18 | 1460
2009-08-19 | 1470
2009-08-20 | 1370
2009-08-21 | 1560
2009-08-22 | 1970
2009-08-23 | 1520
2009-08-24 | 1500
2009-08-25 | 1500
2009-08-26 | 1220
2009-08-27 | 897
2009-08-28 | 893
2009-08-29 | 2760
2009-08-30 | 2000
2009-08-31 | 1430
2009-09-01 | 1250
2009-09-02 | 1040
2009-09-03 | 904
2009-09-04 | 878
2009-09-05 | 793
2009-09-06 | 632
2009-09-07 | 673
2009-09-08 | 722
2009-09-09 | 710
2009-09-10 | 648
2009-09-11 | 661
2009-09-12 | 902
2009-09-13 | 802
2009-09-14 | 905
2009-09-15 | 754
2009-09-16 | 746
2009-09-17 | 668
2009-09-18 | 778
2009-09-19 | 563
2009-09-20 | 494
2009-09-21 | 486
2009-09-22 | 412
2009-09-23 | 413
2009-09-24 | 578
2009-09-25 | 626
2009-09-26 | 364
2009-09-27 | 682
2009-09-28 | 1260
2009-09-29 | 796
2009-09-30 | 835
2009-10-01 | 726
2009-10-02 | 485
2009-10-03 | 509
2009-10-04 | 748
2009-10-05 | 555
2009-10-06 | 523
2009-10-07 | 1010
2009-10-08 | 1190
2009-10-09 | 1180
2009-10-10 | 926
2009-10-11 | 559
2009-10-12 | 652
2009-10-13 | 672
2009-10-14 | 711
2009-10-15 | 672
2009-10-16 | 608
2009-10-17 | 604
2009-10-18 | 503
2009-10-19 | 573
2009-10-20 | 587
2009-10-21 | 501
2009-10-22 | 586
2009-10-23 | 858
2009-10-24 | 1320
2009-10-25 | 5830
2009-10-26 | 3090
2009-10-27 | 2210
2009-10-28 | 2690
2009-10-29 | 4660
2009-10-30 | 2840
2009-10-31 | 2410
2009-11-01 | 2720
2009-11-02 | 2300
2009-11-03 | 2150
2009-11-04 | 1930
2009-11-05 | 1800
2009-11-06 | 1610
2009-11-07 | 1320
2009-11-08 | 1310
2009-11-09 | 1490
2009-11-10 | 1290
2009-11-11 | 1230
2009-11-12 | 1190
2009-11-13 | 1140
2009-11-14 | 1900
2009-11-15 | 2710
2009-11-16 | 1770
2009-11-17 | 1490
2009-11-18 | 1140
2009-11-19 | 1110
2009-11-20 | 2060
2009-11-21 | 2340
2009-11-22 | 1870
2009-11-23 | 1780
2009-11-24 | 1850
2009-11-25 | 1740
2009-11-26 | 1780
2009-11-27 | 1720
2009-11-28 | 1970
2009-11-29 | 2010
2009-11-30 | 1810
2009-12-01 | 1850
2009-12-02 | 1900
2009-12-03 | 3540
2009-12-04 | 2780
2009-12-05 | 2020
2009-12-06 | 2010
2009-12-07 | 1890
2009-12-08 | 1880
2009-12-09 | 1760
2009-12-10 | 1870
2009-12-11 | 1820
2009-12-12 | 1740
2009-12-13 | 1670
2009-12-14 | 2170
2009-12-15 | 2040
2009-12-16 | 1800
2009-12-17 | 1440
2009-12-18 | 1670
2009-12-19 | 1940
2009-12-20 | 1810
2009-12-21 | 1640
2009-12-22 | 1820
2009-12-23 | 1730
2009-12-24 | 1880
2009-12-25 | 1590
2009-12-26 | 1520
2009-12-27 | 3360
2009-12-28 | 2830
2009-12-29 | 1990
2009-12-30 | 2030
2009-12-31 | 2090
2010-01-01 | 1990
2010-01-02 | 1690
2010-01-03 | 1910
2010-01-04 | 2360
2010-01-05 | 2290
2010-01-06 | 1780
2010-01-07 | 1550
2010-01-08 | 1280
2010-01-09 | 1650
2010-01-10 | 1560
2010-01-11 | 2080
2010-01-12 | 1690
2010-01-13 | 1450
2010-01-14 | 1610
2010-01-15 | 1590
2010-01-16 | 1420
2010-01-17 | 1240
2010-01-18 | 1130
2010-01-19 | 1360
2010-01-20 | 1450
2010-01-21 | 1400
2010-01-22 | 1250
2010-01-23 | 1330
2010-01-24 | 1230
2010-01-25 | 1590
2010-01-26 | 3630
2010-01-27 | 2670
2010-01-28 | 2080
2010-01-29 | 1750
2010-01-30 | 1700
2010-01-31 | 1820
2010-02-01 | 1770
2010-02-02 | 1770
2010-02-03 | 1730
2010-02-04 | 1750
2010-02-05 | 1840
2010-02-06 | 1590
2010-02-07 | 1600
2010-02-08 | 1490
2010-02-09 | 1570
2010-02-10 | 1420
2010-02-11 | 1300
2010-02-12 | 1330
2010-02-13 | 1360
2010-02-14 | 1190
2010-02-15 | 1170
2010-02-16 | 1160
2010-02-17 | 1240
2010-02-18 | 1190
2010-02-19 | 1190
2010-02-20 | 1070
2010-02-21 | 1100
2010-02-22 | 956
2010-02-23 | 1230
2010-02-24 | 1640
2010-02-25 | 2340
2010-02-26 | 3260
2010-02-27 | 2300
2010-02-28 | 1740
2010-03-01 | 1610
2010-03-02 | 1710
2010-03-03 | 1660
2010-03-04 | 1690
2010-03-05 | 1740
2010-03-06 | 1720
2010-03-07 | 1800
2010-03-08 | 1950
2010-03-09 | 2130
2010-03-10 | 2080
2010-03-11 | 2140
2010-03-12 | 2020
2010-03-13 | 2300
2010-03-14 | 3630
2010-03-15 | 4570
2010-03-16 | 3780
2010-03-17 | 3450
2010-03-18 | 3820
2010-03-19 | 4320
2010-03-20 | 4680
2010-03-21 | 4880
2010-03-22 | 3950
2010-03-23 | 7540
2010-03-24 | 6180
2010-03-25 | 3910
2010-03-26 | 3870
2010-03-27 | 3160
2010-03-28 | 2730
2010-03-29 | 5070
2010-03-30 | 8350
2010-03-31 | 12900
2010-04-01 | 6670
2010-04-02 | 5750
2010-04-03 | 5330
2010-04-04 | 4710
2010-04-05 | 4030
2010-04-06 | 3570
2010-04-07 | 3290
2010-04-08 | 3190
2010-04-09 | 2840
2010-04-10 | 2490
2010-04-11 | 2060
2010-04-12 | 1420
2010-04-13 | 1340
2010-04-14 | 1240
2010-04-15 | 1240
2010-04-16 | 1230
2010-04-17 | 1510
2010-04-18 | 1780
2010-04-19 | 1640
2010-04-20 | 1390
2010-04-21 | 984
2010-04-22 | 859
2010-04-23 | 994
2010-04-24 | 894
2010-04-25 | 917
2010-04-26 | 799
2010-04-27 | 921
2010-04-28 | 832
2010-04-29 | 790
2010-04-30 | 796
2010-05-01 | 833
2010-05-02 | 709
2010-05-03 | 698
2010-05-04 | 583
2010-05-05 | 589
2010-05-06 | 504
2010-05-07 | 470
2010-05-08 | 1080
2010-05-09 | 1930
2010-05-10 | 1480
2010-05-11 | 859
2010-05-12 | 790
2010-05-13 | 794
2010-05-14 | 614
2010-05-15 | 620
2010-05-16 | 552
2010-05-17 | 493
2010-05-18 | 472
2010-05-19 | 665
2010-05-20 | 781
2010-05-21 | 769
2010-05-22 | 579
2010-05-23 | 547
2010-05-24 | 432
2010-05-25 | 411
2010-05-26 | 345
2010-05-27 | 363
2010-05-28 | 373
2010-05-29 | 333
2010-05-30 | 356
2010-05-31 | 346
2010-06-01 | 307
2010-06-02 | 297
2010-06-03 | 305
2010-06-04 | 280
2010-06-05 | 279
2010-06-06 | 336
2010-06-07 | 686
2010-06-08 | 540
2010-06-09 | 413
2010-06-10 | 408
2010-06-11 | 1180
2010-06-12 | 1200
2010-06-13 | 1580
2010-06-14 | 1540
2010-06-15 | 1030
2010-06-16 | 681
2010-06-17 | 745
2010-06-18 | 753
2010-06-19 | 628
2010-06-20 | 609
2010-06-21 | 780
2010-06-22 | 780
2010-06-23 | 926
2010-06-24 | 1120
2010-06-25 | 748
2010-06-26 | 546
2010-06-27 | 469
2010-06-28 | 605
2010-06-29 | 805
2010-06-30 | 522
2010-07-01 | 333
2010-07-02 | 428
2010-07-03 | 340
2010-07-04 | 429
2010-07-05 | 401
2010-07-06 | 509
2010-07-07 | 908
2010-07-08 | 802
2010-07-09 | 557
2010-07-10 | 473
2010-07-11 | 435
2010-07-12 | 545
2010-07-13 | 644
2010-07-14 | 568
2010-07-15 | 515
2010-07-16 | 774
2010-07-17 | 715
2010-07-18 | 516
2010-07-19 | 439
2010-07-20 | 393
2010-07-21 | 464
2010-07-22 | 537
2010-07-23 | 431
2010-07-24 | 1040
2010-07-25 | 822
2010-07-26 | 385
2010-07-27 | 402
2010-07-28 | 382
2010-07-29 | 722
2010-07-30 | 587
2010-07-31 | 348
2010-08-01 | 335
2010-08-02 | 274
2010-08-03 | 339
2010-08-04 | 438
2010-08-05 | 727
2010-08-06 | 505
2010-08-07 | 501
2010-08-08 | 454
2010-08-09 | 749
2010-08-10 | 957
2010-08-11 | 578
2010-08-12 | 512
2010-08-13 | 289
2010-08-14 | 298
2010-08-15 | 333
2010-08-16 | 399
2010-08-17 | 482
2010-08-18 | 281
2010-08-19 | 280
2010-08-20 | 320
2010-08-21 | 330
2010-08-22 | 312
2010-08-23 | 628
2010-08-24 | 578
2010-08-25 | 478
2010-08-26 | 427
2010-08-27 | 337
2010-08-28 | 322
2010-08-29 | 374
2010-08-30 | 312
2010-08-31 | 330
2010-09-01 | 450
2010-09-02 | 332
2010-09-03 | 324
2010-09-04 | 366
2010-09-05 | 269
2010-09-06 | 258
2010-09-07 | 289
2010-09-08 | 287
2010-09-09 | 274
2010-09-10 | 254
2010-09-11 | 244
2010-09-12 | 250
2010-09-13 | 283
2010-09-14 | 233
2010-09-15 | 228
2010-09-16 | 247
2010-09-17 | 264
2010-09-18 | 284
2010-09-19 | 284
2010-09-20 | 266
2010-09-21 | 228
2010-09-22 | 232
2010-09-23 | 229
2010-09-24 | 224
2010-09-25 | 224
2010-09-26 | 224
2010-09-27 | 225
2010-09-28 | 259
2010-09-29 | 264
2010-09-30 | 1050
2010-10-01 | 2550
2010-10-02 | 2660
2010-10-03 | 1020
2010-10-04 | 688
2010-10-05 | 472
2010-10-06 | 744
2010-10-07 | 1770
2010-10-08 | 1210
2010-10-09 | 653
2010-10-10 | 556
2010-10-11 | 457
2010-10-12 | 435
2010-10-13 | 760
2010-10-14 | 1010
2010-10-15 | 3510
2010-10-16 | 3880
2010-10-17 | 2360
2010-10-18 | 1940
2010-10-19 | 1480
2010-10-20 | 1040
2010-10-21 | 1240
2010-10-22 | 1260
2010-10-23 | 1100
2010-10-24 | 1080
2010-10-25 | 873
2010-10-26 | 1140
2010-10-27 | 1930
2010-10-28 | 2620
2010-10-29 | 1870
2010-10-30 | 1530
2010-10-31 | 1520
2010-11-01 | 1490
2010-11-02 | 1330
2010-11-03 | 1350
2010-11-04 | 1300
2010-11-05 | 3180
2010-11-06 | 2340
2010-11-07 | 1720
2010-11-08 | 1830
2010-11-09 | 1280
2010-11-10 | 862
2010-11-11 | 1020
2010-11-12 | 1250
2010-11-13 | 1300
2010-11-14 | 1120
2010-11-15 | 1230
2010-11-16 | 1250
2010-11-17 | 2540
2010-11-18 | 2630
2010-11-19 | 2030
2010-11-20 | 1680
2010-11-21 | 1500
2010-11-22 | 1460
2010-11-23 | 1410
2010-11-24 | 1350
2010-11-25 | 1290
2010-11-26 | 1400
2010-11-27 | 1550
2010-11-28 | 1550
2010-11-29 | 1320
2010-11-30 | 1620
2010-12-01 | 3040
2010-12-02 | 6390
2010-12-03 | 3200
2010-12-04 | 2630
2010-12-05 | 2260
2010-12-06 | 1910
2010-12-07 | 1810
2010-12-08 | 1610
2010-12-09 | 1410
2010-12-10 | 1410
2010-12-11 | 1620
2010-12-12 | 2490
2010-12-13 | 7620
2010-12-14 | 4850
2010-12-15 | 3350
2010-12-16 | 2650
2010-12-17 | 2040
2010-12-18 | 1920
2010-12-19 | 1780
2010-12-20 | 1770
2010-12-21 | 1710
2010-12-22 | 1360
2010-12-23 | 1550
2010-12-24 | 1580
2010-12-25 | 1470
2010-12-26 | 1500
2010-12-27 | 1430
2010-12-28 | 1480
2010-12-29 | 1660
2010-12-30 | 1450
2010-12-31 | 1390
2011-01-01 | 1280
2011-01-02 | 1370
2011-01-03 | 1580
2011-01-04 | 1390
2011-01-05 | 1180
2011-01-06 | 1220
2011-01-07 | 1240
2011-01-08 | 1220
2011-01-09 | 1310
2011-01-10 | 1030
2011-01-11 | 1240
2011-01-12 | 1200
2011-01-13 | 1310
2011-01-14 | 1250
2011-01-15 | 1320
2011-01-16 | 1410
2011-01-17 | 1180
2011-01-18 | 1260
2011-01-19 | 1240
2011-01-20 | 1220
2011-01-21 | 1080
2011-01-22 | 1390
2011-01-23 | 1270
2011-01-24 | 1200
2011-01-25 | 1480
2011-01-26 | 1370
2011-01-27 | 1180
2011-01-28 | 1140
2011-01-29 | 1120
2011-01-30 | 1600
2011-01-31 | 1200
2011-02-01 | 1210
2011-02-02 | 1510
2011-02-03 | 1610
2011-02-04 | 1150
2011-02-05 | 1430
2011-02-06 | 1470
2011-02-07 | 1380
2011-02-08 | 1190
2011-02-09 | 1210
2011-02-10 | 1370
2011-02-11 | 1330
2011-02-12 | 1440
2011-02-13 | 1300
2011-02-14 | 1300
2011-02-15 | 1470
2011-02-16 | 1290
2011-02-17 | 1100
2011-02-18 | 1180
2011-02-19 | 1450
2011-02-20 | 1400
2011-02-21 | 1390
2011-02-22 | 1330
2011-02-23 | 1180
2011-02-24 | 1160
2011-02-25 | 976
2011-02-26 | 903
2011-02-27 | 858
2011-02-28 | 908
2011-03-01 | 1090
2011-03-02 | 1040
2011-03-03 | 1030
2011-03-04 | 976
2011-03-05 | 956
2011-03-06 | 1570
2011-03-07 | 8930
2011-03-08 | 4500
2011-03-09 | 2890
2011-03-10 | 2760
2011-03-11 | 7980
2011-03-12 | 7400
2011-03-13 | 4630
2011-03-14 | 3820
2011-03-15 | 3290
2011-03-16 | 3590
2011-03-17 | 4260
2011-03-18 | 6090
2011-03-19 | 6950
2011-03-20 | 4270
2011-03-21 | 3280
2011-03-22 | 2600
2011-03-23 | 2400
2011-03-24 | 2150
2011-03-25 | 1860
2011-03-26 | 2430
2011-03-27 | 2640
2011-03-28 | 2610
2011-03-29 | 2550
2011-03-30 | 2450
2011-03-31 | 1950
2011-04-01 | 2250
2011-04-02 | 1640
2011-04-03 | 1650
2011-04-04 | 1970
2011-04-05 | 2940
2011-04-06 | 3070
2011-04-07 | 2680
2011-04-08 | 2500
2011-04-09 | 2520
2011-04-10 | 2880
2011-04-11 | 3750
2011-04-12 | 5130
2011-04-13 | 4440
2011-04-14 | 3670
2011-04-15 | 2830
2011-04-16 | 2250
2011-04-17 | 5430
2011-04-18 | 4410
2011-04-19 | 3430
2011-04-20 | 3480
2011-04-21 | 2810
2011-04-22 | 2550
2011-04-23 | 2820
2011-04-24 | 3760
2011-04-25 | 3940
2011-04-26 | 3390
2011-04-27 | 4050
2011-04-28 | 3710
2011-04-29 | 4140
2011-04-30 | 2850
2011-05-01 | 2380
2011-05-02 | 1830
2011-05-03 | 1510
2011-05-04 | 1570
2011-05-05 | 1990
2011-05-06 | 1910
2011-05-07 | 1710
2011-05-08 | 1290
2011-05-09 | 1030
2011-05-10 | 1090
2011-05-11 | 970
2011-05-12 | 884
2011-05-13 | 761
2011-05-14 | 715
2011-05-15 | 1100
2011-05-16 | 2560
2011-05-17 | 2390
2011-05-18 | 3600
2011-05-19 | 5600
2011-05-20 | 5560
2011-05-21 | 4310
2011-05-22 | 3260
2011-05-23 | 2680
2011-05-24 | 2150
2011-05-25 | 1660
2011-05-26 | 1910
2011-05-27 | 1360
2011-05-28 | 1150
2011-05-29 | 1060
2011-05-30 | 1060
2011-05-31 | 862
2011-06-01 | 749
2011-06-02 | 782
2011-06-03 | 733
2011-06-04 | 607
2011-06-05 | 512
2011-06-06 | 535
2011-06-07 | 492
2011-06-08 | 471
2011-06-09 | 457
2011-06-10 | 535
2011-06-11 | 1030
2011-06-12 | 2060
2011-06-13 | 1270
2011-06-14 | 1510
2011-06-15 | 1470
2011-06-16 | 1580
2011-06-17 | 1170
2011-06-18 | 1460
2011-06-19 | 1250
2011-06-20 | 973
2011-06-21 | 893
2011-06-22 | 1500
2011-06-23 | 6500
2011-06-24 | 4560
2011-06-25 | 4720
2011-06-26 | 5030
2011-06-27 | 3460
2011-06-28 | 2500
2011-06-29 | 2780
2011-06-30 | 2340
2011-07-01 | 1830
2011-07-02 | 1260
2011-07-03 | 1180
2011-07-04 | 1060
2011-07-05 | 1020
2011-07-06 | 873
2011-07-07 | 858
2011-07-08 | 999
2011-07-09 | 988
2011-07-10 | 615
2011-07-11 | 581
2011-07-12 | 773
2011-07-13 | 466
2011-07-14 | 492
2011-07-15 | 452
2011-07-16 | 417
2011-07-17 | 427
2011-07-18 | 529
2011-07-19 | 415
2011-07-20 | 434
2011-07-21 | 501
2011-07-22 | 869
2011-07-23 | 451
2011-07-24 | 359
2011-07-25 | 395
2011-07-26 | 459
2011-07-27 | 418
2011-07-28 | 345
2011-07-29 | 360
2011-07-30 | 421
2011-07-31 | 429
2011-08-01 | 630
2011-08-02 | 456
2011-08-03 | 414
2011-08-04 | 371
2011-08-05 | 324
2011-08-06 | 346
2011-08-07 | 436
2011-08-08 | 807
2011-08-09 | 726
2011-08-10 | 469
2011-08-11 | 446
2011-08-12 | 315
2011-08-13 | 291
2011-08-14 | 328
2011-08-15 | 1080
2011-08-16 | 3010
2011-08-17 | 1490
2011-08-18 | 810
2011-08-19 | 1040
2011-08-20 | 1240
2011-08-21 | 945
2011-08-22 | 2070
2011-08-23 | 1290
2011-08-24 | 1340
2011-08-25 | 1540
2011-08-26 | 2080
2011-08-27 | 2160
2011-08-28 | 34600
2011-08-29 | 22000
2011-08-30 | 6370
2011-08-31 | 3550
2011-09-01 | 3010
2011-09-02 | 3150
2011-09-03 | 2380
2011-09-04 | 1790
2011-09-05 | 3420
2011-09-06 | 10300
2011-09-07 | 13700
2011-09-08 | 15400
2011-09-09 | 7900
2011-09-10 | 4520
2011-09-11 | 3460
2011-09-12 | 3170
2011-09-13 | 2840
2011-09-14 | 2780
2011-09-15 | 2710
2011-09-16 | 2630
2011-09-17 | 2040
2011-09-18 | 2130
2011-09-19 | 1890
2011-09-20 | 905
2011-09-21 | 962
2011-09-22 | 1430
2011-09-23 | 2020
2011-09-24 | 2650
2011-09-25 | 1930
2011-09-26 | 1780
2011-09-27 | 1390
2011-09-28 | 1770
2011-09-29 | 5160
2011-09-30 | 4500
2011-10-01 | 3860
2011-10-02 | 3760
2011-10-03 | 4350
2011-10-04 | 3530
2011-10-05 | 2800
2011-10-06 | 1990
2011-10-07 | 1850
2011-10-08 | 1760
2011-10-09 | 1610
2011-10-10 | 1520
2011-10-11 | 1490
2011-10-12 | 1460
2011-10-13 | 1620
2011-10-14 | 3110
2011-10-15 | 4210
2011-10-16 | 2610
2011-10-17 | 1990
2011-10-18 | 1800
2011-10-19 | 2050
2011-10-20 | 3020
2011-10-21 | 2640
2011-10-22 | 2080
2011-10-23 | 2070
2011-10-24 | 1900
2011-10-25 | 1870
2011-10-26 | 1770
2011-10-27 | 2110
2011-10-28 | 2260
2011-10-29 | 1680
2011-10-30 | 1850
2011-10-31 | 1650
2011-11-01 | 1660
2011-11-02 | 1820
2011-11-03 | 1840
2011-11-04 | 1890
2011-11-05 | 1830
2011-11-06 | 1750
2011-11-07 | 1650
2011-11-08 | 1290
2011-11-09 | 1350
2011-11-10 | 1410
2011-11-11 | 1490
2011-11-12 | 1410
2011-11-13 | 1440
2011-11-14 | 1200
2011-11-15 | 775
2011-11-16 | 727
2011-11-17 | 804
2011-11-18 | 844
2011-11-19 | 878
2011-11-20 | 839
2011-11-21 | 688
2011-11-22 | 634
2011-11-23 | 2750
2011-11-24 | 1970
2011-11-25 | 1700
2011-11-26 | 1800
2011-11-27 | 1640
2011-11-28 | 1610
2011-11-29 | 2030
2011-11-30 | 3990
2011-12-01 | 2640
2011-12-02 | 1960
2011-12-03 | 1550
2011-12-04 | 1920
2011-12-05 | 1900
2011-12-06 | 1950
2011-12-07 | 2440
2011-12-08 | 8920
2011-12-09 | 4630
2011-12-10 | 3710
2011-12-11 | 2700
2011-12-12 | 2320
2011-12-13 | 2190
2011-12-14 | 1790
2011-12-15 | 1960
2011-12-16 | 2350
2011-12-17 | 2150
2011-12-18 | 1990
2011-12-19 | 1650
2011-12-20 | 1610
2011-12-21 | 1770
2011-12-22 | 2110
2011-12-23 | 2660
2011-12-24 | 2590
2011-12-25 | 2250
2011-12-26 | 2150
2011-12-27 | 1770
2011-12-28 | 3010
2011-12-29 | 3070
2011-12-30 | 2950
2011-12-31 | 2480
2012-01-01 | 2700
2012-01-02 | 2840
2012-01-03 | 2650
2012-01-04 | 2380
2012-01-05 | 2170
2012-01-06 | 1840
2012-01-07 | 1720
2012-01-08 | 1550
2012-01-09 | 1550
2012-01-10 | 1410
2012-01-11 | 1430
2012-01-12 | 1670
2012-01-13 | 1750
2012-01-14 | 1640
2012-01-15 | 1420
2012-01-16 | 1500
2012-01-17 | 1620
2012-01-18 | 1810
2012-01-19 | 1520
2012-01-20 | 1590
2012-01-21 | 1790
2012-01-22 | 1770
2012-01-23 | 1680
2012-01-24 | 1450
2012-01-25 | 1490
2012-01-26 | 1260
2012-01-27 | 2710
2012-01-28 | 2820
2012-01-29 | 2050
2012-01-30 | 1900
2012-01-31 | 1800
2012-02-01 | 1790
2012-02-02 | 2070
2012-02-03 | 1830
2012-02-04 | 1720
2012-02-05 | 1640
2012-02-06 | 1590
2012-02-07 | 1550
2012-02-08 | 1770
2012-02-09 | 1570
2012-02-10 | 1530
2012-02-11 | 1600
2012-02-12 | 1580
2012-02-13 | 1470
2012-02-14 | 1420
2012-02-15 | 1400
2012-02-16 | 1500
2012-02-17 | 1510
2012-02-18 | 1420
2012-02-19 | 1220
2012-02-20 | 1340
2012-02-21 | 1240
2012-02-22 | 1370
2012-02-23 | 1190
2012-02-24 | 1500
2012-02-25 | 1440
2012-02-26 | 1040
2012-02-27 | 1160
2012-02-28 | 1130
2012-02-29 | 1100
2012-03-01 | 1180
2012-03-02 | 1020
2012-03-03 | 1010
2012-03-04 | 995
2012-03-05 | 1010
2012-03-06 | 942
2012-03-07 | 942
2012-03-08 | 1730
2012-03-09 | 2500
2012-03-10 | 1960
2012-03-11 | 1530
2012-03-12 | 1530
2012-03-13 | 2200
2012-03-14 | 3080
2012-03-15 | 2390
2012-03-16 | 1640
2012-03-17 | 1710
2012-03-18 | 1660
2012-03-19 | 1550
2012-03-20 | 1370
2012-03-21 | 1150
2012-03-22 | 1100
2012-03-23 | 919
2012-03-24 | 863
2012-03-25 | 1260
2012-03-26 | 1030
2012-03-27 | 1100
2012-03-28 | 727
2012-03-29 | 712
2012-03-30 | 619
2012-03-31 | 601
2012-04-01 | 573
2012-04-02 | 636
2012-04-03 | 614
2012-04-04 | 591
2012-04-05 | 509
2012-04-06 | 484
2012-04-07 | 497
2012-04-08 | 477
2012-04-09 | 493
2012-04-10 | 454
2012-04-11 | 458
2012-04-12 | 458
2012-04-13 | 460
2012-04-14 | 451
2012-04-15 | 400
2012-04-16 | 421
2012-04-17 | 389
2012-04-18 | 333
2012-04-19 | 396
2012-04-20 | 391
2012-04-21 | 385
2012-04-22 | 498
2012-04-23 | 2480
2012-04-24 | 1520
2012-04-25 | 840
2012-04-26 | 676
2012-04-27 | 641
2012-04-28 | 640
2012-04-29 | 580
2012-04-30 | 546
2012-05-01 | 729
2012-05-02 | 974
2012-05-03 | 1090
2012-05-04 | 1300
2012-05-05 | 1230
2012-05-06 | 840
2012-05-07 | 769
2012-05-08 | 1270
2012-05-09 | 4820
2012-05-10 | 3970
2012-05-11 | 2910
2012-05-12 | 2080
2012-05-13 | 1780
2012-05-14 | 1220
2012-05-15 | 3080
2012-05-16 | 4300
2012-05-17 | 3150
2012-05-18 | 2160
2012-05-19 | 1350
2012-05-20 | 1110
2012-05-21 | 980
2012-05-22 | 940
2012-05-23 | 1140
2012-05-24 | 1180
2012-05-25 | 900
2012-05-26 | 774
2012-05-27 | 671
2012-05-28 | 551
2012-05-29 | 552
2012-05-30 | 669
2012-05-31 | 674
2012-06-01 | 785
2012-06-02 | 948
2012-06-03 | 2370
2012-06-04 | 1840
2012-06-05 | 1160
2012-06-06 | 886
2012-06-07 | 858
2012-06-08 | 735
2012-06-09 | 624
2012-06-10 | 540
2012-06-11 | 499
2012-06-12 | 428
2012-06-13 | 643
2012-06-14 | 1050
2012-06-15 | 601
2012-06-16 | 460
2012-06-17 | 472
2012-06-18 | 507
2012-06-19 | 449
2012-06-20 | 421
2012-06-21 | 643
2012-06-22 | 677
2012-06-23 | 605
2012-06-24 | 416
2012-06-25 | 424
2012-06-26 | 424
2012-06-27 | 443
2012-06-28 | 408
2012-06-29 | 370
2012-06-30 | 351
2012-07-01 | 327
2012-07-02 | 348
2012-07-03 | 344
2012-07-04 | 330
2012-07-05 | 370
2012-07-06 | 331
2012-07-07 | 330
2012-07-08 | 303
2012-07-09 | 298
2012-07-10 | 280
2012-07-11 | 272
2012-07-12 | 252
2012-07-13 | 246
2012-07-14 | 240
2012-07-15 | 234
2012-07-16 | 252
2012-07-17 | 216
2012-07-18 | 240
2012-07-19 | 254
2012-07-20 | 233
2012-07-21 | 220
2012-07-22 | 226
2012-07-23 | 230
2012-07-24 | 221
2012-07-25 | 261
2012-07-26 | 284
2012-07-27 | 260
2012-07-28 | 246
2012-07-29 | 303
2012-07-30 | 286
2012-07-31 | 267
2012-08-01 | 247
2012-08-02 | 229
2012-08-03 | 229
2012-08-04 | 279
2012-08-05 | 644
2012-08-06 | 358
2012-08-07 | 251
2012-08-08 | 231
2012-08-09 | 195
2012-08-10 | 259
2012-08-11 | 287
2012-08-12 | 1100
2012-08-13 | 394
2012-08-14 | 266
2012-08-15 | 285
2012-08-16 | 313
2012-08-17 | 261
2012-08-18 | 267
2012-08-19 | 282
2012-08-20 | 264
2012-08-21 | 360
2012-08-22 | 292
2012-08-23 | 200
2012-08-24 | 202
2012-08-25 | 231
2012-08-26 | 229
2012-08-27 | 218
2012-08-28 | 229
2012-08-29 | 215
2012-08-30 | 250
2012-08-31 | 232
2012-09-01 | 234
2012-09-02 | 245
2012-09-03 | 227
2012-09-04 | 334
2012-09-05 | 287
2012-09-06 | 326
2012-09-07 | 202
2012-09-08 | 225
2012-09-09 | 418
2012-09-10 | 261
2012-09-11 | 201
2012-09-12 | 192
2012-09-13 | 223
2012-09-14 | 219
2012-09-15 | 213
2012-09-16 | 231
2012-09-17 | 257
2012-09-18 | 311
2012-09-19 | 1510
2012-09-20 | 472
2012-09-21 | 388
2012-09-22 | 354
2012-09-23 | 534
2012-09-24 | 444
2012-09-25 | 306
2012-09-26 | 373
2012-09-27 | 281
2012-09-28 | 438
2012-09-29 | 999
2012-09-30 | 617
2012-10-01 | 656
2012-10-02 | 471
2012-10-03 | 446
2012-10-04 | 460
2012-10-05 | 534
2012-10-06 | 470
2012-10-07 | 413
2012-10-08 | 404
2012-10-09 | 420
2012-10-10 | 422
2012-10-11 | 533
2012-10-12 | 464
2012-10-13 | 469
2012-10-14 | 521
2012-10-15 | 1020
2012-10-16 | 932
2012-10-17 | 718
2012-10-18 | 746
2012-10-19 | 2070
2012-10-20 | 4700
2012-10-21 | 1820
2012-10-22 | 1340
2012-10-23 | 1490
2012-10-24 | 1690
2012-10-25 | 1820
2012-10-26 | 2260
2012-10-27 | 2400
2012-10-28 | 2220
2012-10-29 | 1190
2012-10-30 | 3780
2012-10-31 | 3180
2012-11-01 | 2250
2012-11-02 | 1430
2012-11-03 | 1060
2012-11-04 | 1000
2012-11-05 | 946
2012-11-06 | 886
2012-11-07 | 958
2012-11-08 | 899
2012-11-09 | 860
2012-11-10 | 734
2012-11-11 | 489
2012-11-12 | 589
2012-11-13 | 917
2012-11-14 | 970
2012-11-15 | 719
2012-11-16 | 765
2012-11-17 | 715
2012-11-18 | 580
2012-11-19 | 576
2012-11-20 | 605
2012-11-21 | 565
2012-11-22 | 541
2012-11-23 | 532
2012-11-24 | 505
2012-11-25 | 416
2012-11-26 | 449
2012-11-27 | 402
2012-11-28 | 906
2012-11-29 | 494
2012-11-30 | 494
2012-12-01 | 448
2012-12-02 | 400
2012-12-03 | 500
2012-12-04 | 477
2012-12-05 | 460
2012-12-06 | 443
2012-12-07 | 452
2012-12-08 | 562
2012-12-09 | 926
2012-12-10 | 1020
2012-12-11 | 814
2012-12-12 | 674
2012-12-13 | 733
2012-12-14 | 624
2012-12-15 | 608
2012-12-16 | 705
2012-12-17 | 526
2012-12-18 | 1750
2012-12-19 | 2320
2012-12-20 | 1750
2012-12-21 | 5220
2012-12-22 | 4800
2012-12-23 | 2960
2012-12-24 | 2420
2012-12-25 | 1920
2012-12-26 | 1690
2012-12-27 | 1770
2012-12-28 | 1640
2012-12-29 | 1630
2012-12-30 | 1680
2012-12-31 | 1270
2013-01-01 | 1490
2013-01-02 | 1520
2013-01-03 | 1570
2013-01-04 | 1790
2013-01-05 | 1520
2013-01-06 | 1500
2013-01-07 | 1430
2013-01-08 | 1170
2013-01-09 | 595
2013-01-10 | 882
2013-01-11 | 1320
2013-01-12 | 1210
2013-01-13 | 1450
2013-01-14 | 1720
2013-01-15 | 2120
2013-01-16 | 1760
2013-01-17 | 1460
2013-01-18 | 1330
2013-01-19 | 1540
2013-01-20 | 1620
2013-01-21 | 1430
2013-01-22 | 1500
2013-01-23 | 1400
2013-01-24 | 1550
2013-01-25 | 1440
2013-01-26 | 1460
2013-01-27 | 1530
2013-01-28 | 1380
2013-01-29 | 1580
2013-01-30 | 1240
2013-01-31 | 4000
2013-02-01 | 2980
2013-02-02 | 2100
2013-02-03 | 1980
2013-02-04 | 1780
2013-02-05 | 1830
2013-02-06 | 1630
2013-02-07 | 1770
2013-02-08 | 1590
2013-02-09 | 1580
2013-02-10 | 1870
2013-02-11 | 1870
2013-02-12 | 1860
2013-02-13 | 1100
2013-02-14 | 1420
2013-02-15 | 1400
2013-02-16 | 1480
2013-02-17 | 1450
2013-02-18 | 1410
2013-02-19 | 1530
2013-02-20 | 1350
2013-02-21 | 1390
2013-02-22 | 1450
2013-02-23 | 1090
2013-02-24 | 1140
2013-02-25 | 1180
2013-02-26 | 1130
2013-02-27 | 1310
2013-02-28 | 1440
2013-03-01 | 1410
2013-03-02 | 1240
2013-03-03 | 1220
2013-03-04 | 1200
2013-03-05 | 1220
2013-03-06 | 950
2013-03-07 | 942
2013-03-08 | 1020
2013-03-09 | 926
2013-03-10 | 913
2013-03-11 | 1080
2013-03-12 | 1520
2013-03-13 | 3610
2013-03-14 | 2530
2013-03-15 | 1900
2013-03-16 | 1740
2013-03-17 | 1510
2013-03-18 | 1190
2013-03-19 | 1260
2013-03-20 | 1260
2013-03-21 | 1080
2013-03-22 | 1080
2013-03-23 | 1270
2013-03-24 | 1170
2013-03-25 | 1210
2013-03-26 | 1250
2013-03-27 | 1370
2013-03-28 | 1250
2013-03-29 | 1540
2013-03-30 | 1690
2013-03-31 | 1780
2013-04-01 | 2480
2013-04-02 | 2090
2013-04-03 | 1570
2013-04-04 | 1320
2013-04-05 | 1360
2013-04-06 | 1490
2013-04-07 | 1330
2013-04-08 | 1650
2013-04-09 | 3040
2013-04-10 | 4850
2013-04-11 | 6170
2013-04-12 | 4000
2013-04-13 | 3530
2013-04-14 | 3460
2013-04-15 | 3050
2013-04-16 | 2760
2013-04-17 | 3030
2013-04-18 | 2910
2013-04-19 | 2600
2013-04-20 | 4860
2013-04-21 | 3670
2013-04-22 | 2440
2013-04-23 | 1750
2013-04-24 | 1560
2013-04-25 | 1380
2013-04-26 | 1330
2013-04-27 | 1140
2013-04-28 | 1000
2013-04-29 | 1010
2013-04-30 | 982
2013-05-01 | 920
2013-05-02 | 810
2013-05-03 | 748
2013-05-04 | 713
2013-05-05 | 657
2013-05-06 | 638
2013-05-07 | 563
2013-05-08 | 588
2013-05-09 | 836
2013-05-10 | 900
2013-05-11 | 832
2013-05-12 | 1050
2013-05-13 | 850
2013-05-14 | 685
2013-05-15 | 670
2013-05-16 | 705
2013-05-17 | 596
2013-05-18 | 608
2013-05-19 | 575
2013-05-20 | 518
2013-05-21 | 491
2013-05-22 | 4700
2013-05-23 | 3320
2013-05-24 | 3820
2013-05-25 | 4540
2013-05-26 | 4370
2013-05-27 | 3220
2013-05-28 | 2120
2013-05-29 | 2080
2013-05-30 | 3980
2013-05-31 | 2850
2013-06-01 | 1500
2013-06-02 | 1120
2013-06-03 | 1810
2013-06-04 | 1410
2013-06-05 | 1110
2013-06-06 | 940
2013-06-07 | 2000
2013-06-08 | 7210
2013-06-09 | 3990
2013-06-10 | 2760
2013-06-11 | 9440
2013-06-12 | 9610
2013-06-13 | 7880
2013-06-14 | 12000
2013-06-15 | 5570
2013-06-16 | 3230
2013-06-17 | 2640
2013-06-18 | 3070
2013-06-19 | 2090
2013-06-20 | 1530
2013-06-21 | 1350
2013-06-22 | 1120
2013-06-23 | 1030
2013-06-24 | 989
2013-06-25 | 1420
2013-06-26 | 1050
2013-06-27 | 1680
2013-06-28 | 5010
2013-06-29 | 3150
2013-06-30 | 2380
2013-07-01 | 2360
2013-07-02 | 2150
2013-07-03 | 1570
2013-07-04 | 1350
2013-07-05 | 1220
2013-07-06 | 1180
2013-07-07 | 1210
2013-07-08 | 1190
2013-07-09 | 882
2013-07-10 | 1120
2013-07-11 | 1260
2013-07-12 | 967
2013-07-13 | 1030
2013-07-14 | 848
2013-07-15 | 1200
2013-07-16 | 1380
2013-07-17 | 654
2013-07-18 | 709
2013-07-19 | 900
2013-07-20 | 698
2013-07-21 | 525
2013-07-22 | 618
2013-07-23 | 2030
2013-07-24 | 1290
2013-07-25 | 910
2013-07-26 | 817
2013-07-27 | 714
2013-07-28 | 634
2013-07-29 | 569
2013-07-30 | 637
2013-07-31 | 641
2013-08-01 | 609
2013-08-02 | 685
2013-08-03 | 602
2013-08-04 | 614
2013-08-05 | 624
2013-08-06 | 494
2013-08-07 | 621
2013-08-08 | 495
2013-08-09 | 1820
2013-08-10 | 1600
2013-08-11 | 1000
2013-08-12 | 737
2013-08-13 | 982
2013-08-14 | 1220
2013-08-15 | 707
2013-08-16 | 761
2013-08-17 | 638
2013-08-18 | 540
2013-08-19 | 616
2013-08-20 | 695
2013-08-21 | 738
2013-08-22 | 865
2013-08-23 | 708
2013-08-24 | 646
2013-08-25 | 452
2013-08-26 | 506
2013-08-27 | 866
2013-08-28 | 810
2013-08-29 | 890
2013-08-30 | 802
2013-08-31 | 641
2013-09-01 | 638
2013-09-02 | 1130
2013-09-03 | 1490
2013-09-04 | 1090
2013-09-05 | 1000
2013-09-06 | 960
2013-09-07 | 774
2013-09-08 | 895
2013-09-09 | 971
2013-09-10 | 908
2013-09-11 | 1010
2013-09-12 | 1130
2013-09-13 | 2410
2013-09-14 | 1580
2013-09-15 | 1360
2013-09-16 | 1110
2013-09-17 | 452
2013-09-18 | 840
2013-09-19 | 861
2013-09-20 | 681
2013-09-21 | 710
2013-09-22 | 685
2013-09-23 | 624
2013-09-24 | 471
2013-09-25 | 444
2013-09-26 | 428
2013-09-27 | 417
2013-09-28 | 440
2013-09-29 | 382
2013-09-30 | 385
2013-10-01 | 351
2013-10-02 | 566
2013-10-03 | 553
2013-10-04 | 657
2013-10-05 | 941
2013-10-06 | 795
2013-10-07 | 807
2013-10-08 | 1210
2013-10-09 | 656
2013-10-10 | 712
2013-10-11 | 698
2013-10-12 | 682
2013-10-13 | 641
2013-10-14 | 579
2013-10-15 | 462
2013-10-16 | 495
2013-10-17 | 416
2013-10-18 | 435
2013-10-19 | 512
2013-10-20 | 498
2013-10-21 | 391
2013-10-22 | 422
2013-10-23 | 471
2013-10-24 | 449
2013-10-25 | 466
2013-10-26 | 476
2013-10-27 | 473
2013-10-28 | 365
2013-10-29 | 438
2013-10-30 | 356
2013-10-31 | 374
2013-11-01 | 950
2013-11-02 | 1570
2013-11-03 | 878
2013-11-04 | 721
2013-11-05 | 614
2013-11-06 | 636
2013-11-07 | 577
2013-11-08 | 757
2013-11-09 | 707
2013-11-10 | 673
2013-11-11 | 926
2013-11-12 | 794
2013-11-13 | 809
2013-11-14 | 779
2013-11-15 | 671
2013-11-16 | 762
2013-11-17 | 669
2013-11-18 | 748
2013-11-19 | 1100
2013-11-20 | 881
2013-11-21 | 795
2013-11-22 | 898
2013-11-23 | 835
2013-11-24 | 786
2013-11-25 | 1270
2013-11-26 | 1050
2013-11-27 | 3510
2013-11-28 | 2850
2013-11-29 | 1370
2013-11-30 | 903
2013-12-01 | 852
2013-12-02 | 790
2013-12-03 | 821
2013-12-04 | 1080
2013-12-05 | 1090
2013-12-06 | 1120
2013-12-07 | 1130
2013-12-08 | 1070
2013-12-09 | 792
2013-12-10 | 791
2013-12-11 | 644
2013-12-12 | 537
2013-12-13 | 865
2013-12-14 | 719
2013-12-15 | 893
2013-12-16 | 1010
2013-12-17 | 1120
2013-12-18 | 1400
2013-12-19 | 1380
2013-12-20 | 1190
2013-12-21 | 1100
2013-12-22 | 2690
2013-12-23 | 4310
2013-12-24 | 3160
2013-12-25 | 2180
2013-12-26 | 1770
2013-12-27 | 1530
2013-12-28 | 1740
2013-12-29 | 1490
2013-12-30 | 2070
2013-12-31 | 1160
2014-01-01 | 1510
2014-01-02 | 1490
2014-01-03 | 1680
2014-01-04 | 1760
2014-01-05 | 1830
2014-01-06 | 2400
2014-01-07 | 2690
2014-01-08 | 2350
2014-01-09 | 2580
2014-01-10 | 2490
2014-01-11 | 2390
2014-01-12 | 6180
2014-01-13 | 3100
2014-01-14 | 2900
2014-01-15 | 3620
2014-01-16 | 2750
2014-01-17 | 2360
2014-01-18 | 2250
2014-01-19 | 2060
2014-01-20 | 2010
2014-01-21 | 1800
2014-01-22 | 1860
2014-01-23 | 1980
2014-01-24 | 2080
2014-01-25 | 2110
2014-01-26 | 2060
2014-01-27 | 1960
2014-01-28 | 1960
2014-01-29 | 1840
2014-01-30 | 1700
2014-01-31 | 1890
2014-02-01 | 1680
2014-02-02 | 1570
2014-02-03 | 1360
2014-02-04 | 1050
2014-02-05 | 1500
2014-02-06 | 1530
2014-02-07 | 1400
2014-02-08 | 1110
2014-02-09 | 1300
2014-02-10 | 1290
2014-02-11 | 1270
2014-02-12 | 1130
2014-02-13 | 1390
2014-02-14 | 1430
2014-02-15 | 1460
2014-02-16 | 1420
2014-02-17 | 1270
2014-02-18 | 857
2014-02-19 | 1240
2014-02-20 | 1210
2014-02-21 | 984
2014-02-22 | 1410
2014-02-23 | 1410
2014-02-24 | 1250
2014-02-25 | 953
2014-02-26 | 1010
2014-02-27 | 1570
2014-02-28 | 1380
2014-03-01 | 1120
2014-03-02 | 1160
2014-03-03 | 959
2014-03-04 | 782
2014-03-05 | 1460
2014-03-06 | 700
2014-03-07 | 856
2014-03-08 | 758
2014-03-09 | 447
2014-03-10 | 449
2014-03-11 | 476
2014-03-12 | 578
2014-03-13 | 843
2014-03-14 | 823
2014-03-15 | 575
2014-03-16 | 606
2014-03-17 | 527
2014-03-18 | 501
2014-03-19 | 583
2014-03-20 | 624
2014-03-21 | 817
2014-03-22 | 590
2014-03-23 | 601
2014-03-24 | 517
2014-03-25 | 548
2014-03-26 | 762
2014-03-27 | 500
2014-03-28 | 803
2014-03-29 | 1100
2014-03-30 | 5200
2014-03-31 | 4710
2014-04-01 | 2930
2014-04-02 | 2700
2014-04-03 | 2450
2014-04-04 | 2530
2014-04-05 | 3050
2014-04-06 | 2630
2014-04-07 | 2340
2014-04-08 | 3330
2014-04-09 | 3730
2014-04-10 | 2760
2014-04-11 | 2650
2014-04-12 | 3710
2014-04-13 | 3740
2014-04-14 | 4130
2014-04-15 | 4350
2014-04-16 | 5890
2014-04-17 | 4080
2014-04-18 | 3000
2014-04-19 | 2420
2014-04-20 | 1800
2014-04-21 | 1660
2014-04-22 | 1850
2014-04-23 | 1570
2014-04-24 | 1520
2014-04-25 | 1320
2014-04-26 | 1480
2014-04-27 | 2330
2014-04-28 | 2310
2014-04-29 | 1900
2014-04-30 | 2060
2014-05-01 | 4390
2014-05-02 | 4410
2014-05-03 | 2870
2014-05-04 | 2070
2014-05-05 | 2550
2014-05-06 | 2420
2014-05-07 | 1850
2014-05-08 | 1560
2014-05-09 | 1440
2014-05-10 | 1400
2014-05-11 | 1210
2014-05-12 | 1230
2014-05-13 | 1130
2014-05-14 | 1070
2014-05-15 | 919
2014-05-16 | 1050
2014-05-17 | 3440
2014-05-18 | 3770
2014-05-19 | 2290
2014-05-20 | 1760
2014-05-21 | 1230
2014-05-22 | 1210
2014-05-23 | 1260
2014-05-24 | 1990
2014-05-25 | 2420
2014-05-26 | 1880
2014-05-27 | 1040
2014-05-28 | 1210
2014-05-29 | 1640
2014-05-30 | 1040
2014-05-31 | 999
2014-06-01 | 793
2014-06-02 | 612
2014-06-03 | 623
2014-06-04 | 1240
2014-06-05 | 1230
2014-06-06 | 928
2014-06-07 | 707
2014-06-08 | 545
2014-06-09 | 488
2014-06-10 | 504
2014-06-11 | 479
2014-06-12 | 457
2014-06-13 | 918
2014-06-14 | 1010
2014-06-15 | 705
2014-06-16 | 520
2014-06-17 | 710
2014-06-18 | 811
2014-06-19 | 744
2014-06-20 | 753
2014-06-21 | 872
2014-06-22 | 587
2014-06-23 | 558
2014-06-24 | 767
2014-06-25 | 681
2014-06-26 | 3960
2014-06-27 | 2190
2014-06-28 | 1250
2014-06-29 | 951
2014-06-30 | 864
2014-07-01 | 919
2014-07-02 | 1270
2014-07-03 | 2240
2014-07-04 | 2470
2014-07-05 | 2220
2014-07-06 | 1120
2014-07-07 | 928
2014-07-08 | 1510
2014-07-09 | 1450
2014-07-10 | 1530
2014-07-11 | 1510
2014-07-12 | 1290
2014-07-13 | 1290
2014-07-14 | 1310
2014-07-15 | 1340
2014-07-16 | 2590
2014-07-17 | 2060
2014-07-18 | 1300
2014-07-19 | 1040
2014-07-20 | 801
2014-07-21 | 854
2014-07-22 | 1060
2014-07-23 | 1120
2014-07-24 | 803
2014-07-25 | 795
2014-07-26 | 507
2014-07-27 | 549
2014-07-28 | 1420
2014-07-29 | 2000
2014-07-30 | 1480
2014-07-31 | 1390
2014-08-01 | 1300
2014-08-02 | 986
2014-08-03 | 1020
2014-08-04 | 1000
2014-08-05 | 975
2014-08-06 | 1250
2014-08-07 | 1050
2014-08-08 | 872
2014-08-09 | 741
2014-08-10 | 527
2014-08-11 | 465
2014-08-12 | 614
2014-08-13 | 1740
2014-08-14 | 1670
2014-08-15 | 1100
2014-08-16 | 778
2014-08-17 | 536
2014-08-18 | 514
2014-08-19 | 503
2014-08-20 | 472
2014-08-21 | 683
2014-08-22 | 1020
2014-08-23 | 1020
2014-08-24 | 646
2014-08-25 | 645
2014-08-26 | 684
2014-08-27 | 585
2014-08-28 | 653
2014-08-29 | 647
2014-08-30 | 523
2014-08-31 | 411
2014-09-01 | 414
2014-09-02 | 520
2014-09-03 | 641
2014-09-04 | 367
2014-09-05 | 613
2014-09-06 | 701
2014-09-07 | 581
2014-09-08 | 498
2014-09-09 | 409
2014-09-10 | 405
2014-09-11 | 431
2014-09-12 | 429
2014-09-13 | 448
2014-09-14 | 425
2014-09-15 | 390
2014-09-16 | 369
2014-09-17 | 366
2014-09-18 | 336
2014-09-19 | 332
2014-09-20 | 317
2014-09-21 | 321
2014-09-22 | 273
2014-09-23 | 296
2014-09-24 | 291
2014-09-25 | 275
2014-09-26 | 230
2014-09-27 | 258
2014-09-28 | 272
2014-09-29 | 290
2014-09-30 | 298
2014-10-01 | 251
2014-10-02 | 393
2014-10-03 | 337
2014-10-04 | 480
2014-10-05 | 984
2014-10-06 | 467
2014-10-07 | 397
2014-10-08 | 587
2014-10-09 | 519
2014-10-10 | 445
2014-10-11 | 374
2014-10-12 | 393
2014-10-13 | 329
2014-10-14 | 330
2014-10-15 | 398
2014-10-16 | 2010
2014-10-17 | 1990
2014-10-18 | 974
2014-10-19 | 528
2014-10-20 | 426
2014-10-21 | 448
2014-10-22 | 443
2014-10-23 | 4100
2014-10-24 | 3730
2014-10-25 | 2130
2014-10-26 | 1700
2014-10-27 | 1280
2014-10-28 | 734
2014-10-29 | 911
2014-10-30 | 932
2014-10-31 | 888
2014-11-01 | 994
2014-11-02 | 1410
2014-11-03 | 1400
2014-11-04 | 1440
2014-11-05 | 1030
2014-11-06 | 1390
2014-11-07 | 1380
2014-11-08 | 832
2014-11-09 | 676
2014-11-10 | 751
2014-11-11 | 707
2014-11-12 | 667
2014-11-13 | 651
2014-11-14 | 635
2014-11-15 | 609
2014-11-16 | 434
2014-11-17 | 676
2014-11-18 | 1310
2014-11-19 | 861
2014-11-20 | 601
2014-11-21 | 509
2014-11-22 | 430
2014-11-23 | 478
2014-11-24 | 1070
2014-11-25 | 1530
2014-11-26 | 1200
2014-11-27 | 1080
2014-11-28 | 988
2014-11-29 | 794
2014-11-30 | 683
2014-12-01 | 973
2014-12-02 | 1360
2014-12-03 | 1620
2014-12-04 | 1810
2014-12-05 | 1560
2014-12-06 | 1680
2014-12-07 | 2130
2014-12-08 | 1760
2014-12-09 | 2270
2014-12-10 | 4420
2014-12-11 | 2970
2014-12-12 | 2320
2014-12-13 | 1990
2014-12-14 | 1950
2014-12-15 | 1830
2014-12-16 | 1640
2014-12-17 | 1690
2014-12-18 | 1960
2014-12-19 | 1550
2014-12-20 | 1820
2014-12-21 | 1360
2014-12-22 | 1420
2014-12-23 | 2160
2014-12-24 | 3260
2014-12-25 | 5630
2014-12-26 | 5110
2014-12-27 | 3480
2014-12-28 | 3490
2014-12-29 | 3750
2014-12-30 | 3080
2014-12-31 | 2720
2015-01-01 | 2230
2015-01-02 | 1450
2015-01-03 | 1920
2015-01-04 | 2230
2015-01-05 | 2710
2015-01-06 | 2200
2015-01-07 | 2000
2015-01-08 | 1870
2015-01-09 | 2190
2015-01-10 | 2210
2015-01-11 | 2170
2015-01-12 | 2140
2015-01-13 | 1690
2015-01-14 | 1800
2015-01-15 | 2100
2015-01-16 | 2200
2015-01-17 | 2240
2015-01-18 | 2620
2015-01-19 | 3300
2015-01-20 | 2180
2015-01-21 | 2210
2015-01-22 | 2120
2015-01-23 | 1840
2015-01-24 | 1780
2015-01-25 | 1620
2015-01-26 | 1540
2015-01-27 | 1530
2015-01-28 | 1820
2015-01-29 | 1790
2015-01-30 | 1640
2015-01-31 | 2020
2015-02-01 | 2030
2015-02-02 | 1630
2015-02-03 | 1810
2015-02-04 | 2010
2015-02-05 | 1930
2015-02-06 | 1850
2015-02-07 | 2120
2015-02-08 | 2070
2015-02-09 | 2080
2015-02-10 | 2030
2015-02-11 | 1930
2015-02-12 | 1900
2015-02-13 | 1810
2015-02-14 | 1890
2015-02-15 | 2100
2015-02-16 | 1830
2015-02-17 | 1820
2015-02-18 | 1850
2015-02-19 | 1820
2015-02-20 | 1610
2015-02-21 | 1700
2015-02-22 | 1430
2015-02-23 | 1420
2015-02-24 | 1340
2015-02-25 | 1400
2015-02-26 | 1370
2015-02-27 | 1320
2015-02-28 | 1370
2015-03-01 | 1440
2015-03-02 | 1510
2015-03-03 | 1230
2015-03-04 | 977
2015-03-05 | 805
2015-03-06 | 893
2015-03-07 | 862
2015-03-08 | 914
2015-03-09 | 949
2015-03-10 | 891
2015-03-11 | 1190
2015-03-12 | 1430
2015-03-13 | 1260
2015-03-14 | 968
2015-03-15 | 929
2015-03-16 | 903
2015-03-17 | 789
2015-03-18 | 942
2015-03-19 | 642
2015-03-20 | 644
2015-03-21 | 551
2015-03-22 | 567
2015-03-23 | 519
2015-03-24 | 527
2015-03-25 | 527
2015-03-26 | 630
2015-03-27 | 1340
2015-03-28 | 1200
2015-03-29 | 820
2015-03-30 | 789
2015-03-31 | 779
2015-04-01 | 877
2015-04-02 | 953
2015-04-03 | 1830
2015-04-04 | 3290
2015-04-05 | 2440
2015-04-06 | 1680
2015-04-07 | 1840
2015-04-08 | 1950
2015-04-09 | 1600
2015-04-10 | 1970
2015-04-11 | 2990
2015-04-12 | 2850
2015-04-13 | 3250
2015-04-14 | 4900
2015-04-15 | 4170
2015-04-16 | 3450
2015-04-17 | 2890
2015-04-18 | 4400
2015-04-19 | 4270
2015-04-20 | 3950
2015-04-21 | 6080
2015-04-22 | 4590
2015-04-23 | 4640
2015-04-24 | 3570
2015-04-25 | 2370
2015-04-26 | 2050
2015-04-27 | 1700
2015-04-28 | 1690
2015-04-29 | 1630
2015-04-30 | 1650
2015-05-01 | 1350
2015-05-02 | 1150
2015-05-03 | 1260
2015-05-04 | 1010
2015-05-05 | 881
2015-05-06 | 799
2015-05-07 | 766
2015-05-08 | 694
2015-05-09 | 672
2015-05-10 | 591
2015-05-11 | 523
2015-05-12 | 463
2015-05-13 | 461
2015-05-14 | 423
2015-05-15 | 453
2015-05-16 | 470
2015-05-17 | 465
2015-05-18 | 416
2015-05-19 | 393
2015-05-20 | 351
2015-05-21 | 329
2015-05-22 | 328
2015-05-23 | 339
2015-05-24 | 347
2015-05-25 | 354
2015-05-26 | 303
2015-05-27 | 299
2015-05-28 | 336
2015-05-29 | 334
2015-05-30 | 304
2015-05-31 | 321
2015-06-01 | 506
2015-06-02 | 1470
2015-06-03 | 712
2015-06-04 | 452
2015-06-05 | 379
2015-06-06 | 391
2015-06-07 | 402
2015-06-08 | 392
2015-06-09 | 520
2015-06-10 | 562
2015-06-11 | 430
2015-06-12 | 380
2015-06-13 | 575
2015-06-14 | 485
2015-06-15 | 993
2015-06-16 | 1330
2015-06-17 | 942
2015-06-18 | 628
2015-06-19 | 550
2015-06-20 | 493
2015-06-21 | 900
2015-06-22 | 791
2015-06-23 | 675
2015-06-24 | 670
2015-06-25 | 583
2015-06-26 | 458
2015-06-27 | 500
2015-06-28 | 1810
2015-06-29 | 2030
2015-06-30 | 1050
2015-07-01 | 2230
2015-07-02 | 3270
2015-07-03 | 1310
2015-07-04 | 1080
2015-07-05 | 913
2015-07-06 | 882
2015-07-07 | 1210
2015-07-08 | 1180
2015-07-09 | 1080
2015-07-10 | 1940
2015-07-11 | 1710
2015-07-12 | 1210
2015-07-13 | 1110
2015-07-14 | 969
2015-07-15 | 952
2015-07-16 | 894
2015-07-17 | 875
2015-07-18 | 788
2015-07-19 | 656
2015-07-20 | 1220
2015-07-21 | 477
2015-07-22 | 328
2015-07-23 | 317
2015-07-24 | 352
2015-07-25 | 347
2015-07-26 | 365
2015-07-27 | 379
2015-07-28 | 549
2015-07-29 | 500
2015-07-30 | 417
2015-07-31 | 501
2015-08-01 | 449
2015-08-02 | 408
2015-08-03 | 297
2015-08-04 | 321
2015-08-05 | 295
2015-08-06 | 263
2015-08-07 | 303
2015-08-08 | 300
2015-08-09 | 344
2015-08-10 | 268
2015-08-11 | 461
2015-08-12 | 554
2015-08-13 | 390
2015-08-14 | 284
2015-08-15 | 346
2015-08-16 | 310
2015-08-17 | 326
2015-08-18 | 366
2015-08-19 | 462
2015-08-20 | 341
2015-08-21 | 422
2015-08-22 | 409
2015-08-23 | 372
2015-08-24 | 403
2015-08-25 | 1220
2015-08-26 | 657
2015-08-27 | 415
2015-08-28 | 351
2015-08-29 | 316
2015-08-30 | 351
2015-08-31 | 283
2015-09-01 | 255
2015-09-02 | 262
2015-09-03 | 375
2015-09-04 | 300
2015-09-05 | 358
2015-09-06 | 367
2015-09-07 | 272
2015-09-08 | 281
2015-09-09 | 271
2015-09-10 | 381
2015-09-11 | 768
2015-09-12 | 462
2015-09-13 | 606
2015-09-14 | 955
2015-09-15 | 473
2015-09-16 | 410
2015-09-17 | 396
2015-09-18 | 326
2015-09-19 | 310
2015-09-20 | 316
2015-09-21 | 294
2015-09-22 | 258
2015-09-23 | 246
2015-09-24 | 239
2015-09-25 | 239
2015-09-26 | 238
2015-09-27 | 305
2015-09-28 | 265
2015-09-29 | 376
2015-09-30 | 5560
2015-10-01 | 1900
2015-10-02 | 1480
2015-10-03 | 737
2015-10-04 | 679
2015-10-05 | 542
2015-10-06 | 487
2015-10-07 | 459
2015-10-08 | 563
2015-10-09 | 576
2015-10-10 | 813
2015-10-11 | 775
2015-10-12 | 509
2015-10-13 | 552
2015-10-14 | 506
2015-10-15 | 479
2015-10-16 | 471
2015-10-17 | 398
2015-10-18 | 467
2015-10-19 | 484
2015-10-20 | 428
2015-10-21 | 496
2015-10-22 | 394
2015-10-23 | 444
2015-10-24 | 429
2015-10-25 | 475
2015-10-26 | 566
2015-10-27 | 629
2015-10-28 | 854
2015-10-29 | 3070
2015-10-30 | 1810
2015-10-31 | 961
2015-11-01 | 811
2015-11-02 | 764
2015-11-03 | 647
2015-11-04 | 608
2015-11-05 | 635
2015-11-06 | 556
2015-11-07 | 660
2015-11-08 | 551
2015-11-09 | 531
2015-11-10 | 828
2015-11-11 | 1230
2015-11-12 | 1410
2015-11-13 | 1420
2015-11-14 | 1230
2015-11-15 | 1180
2015-11-16 | 1150
2015-11-17 | 1190
2015-11-18 | 1130
2015-11-19 | 1180
2015-11-20 | 2580
2015-11-21 | 1710
2015-11-22 | 1300
2015-11-23 | 1120
2015-11-24 | 1190
2015-11-25 | 1220
2015-11-26 | 886
2015-11-27 | 976
2015-11-28 | 634
2015-11-29 | 738
2015-11-30 | 1010
2015-12-01 | 1200
2015-12-02 | 1360
2015-12-03 | 1460
2015-12-04 | 1220
2015-12-05 | 1070
2015-12-06 | 766
2015-12-07 | 930
2015-12-08 | 1070
2015-12-09 | 1030
2015-12-10 | 905
2015-12-11 | 1020
2015-12-12 | 958
2015-12-13 | 564
2015-12-14 | 688
2015-12-15 | 864
2015-12-16 | 808
2015-12-17 | 897
2015-12-18 | 1480
2015-12-19 | 1450
2015-12-20 | 1370
2015-12-21 | 1270
2015-12-22 | 1580
2015-12-23 | 1850
2015-12-24 | 3560
2015-12-25 | 2400
2015-12-26 | 1730
2015-12-27 | 2050
2015-12-28 | 2400
2015-12-29 | 2060
2015-12-30 | 2100
2015-12-31 | 2240
2016-01-01 | 2170
2016-01-02 | 1910
2016-01-03 | 1910
2016-01-04 | 1710
2016-01-05 | 1570
2016-01-06 | 1740
2016-01-07 | 1730
2016-01-08 | 1930
2016-01-09 | 1960
2016-01-10 | 3270
2016-01-11 | 3850
2016-01-12 | 2380
2016-01-13 | 2070
2016-01-14 | 1920
2016-01-15 | 1920
2016-01-16 | 2050
2016-01-17 | 2020
2016-01-18 | 1810
2016-01-19 | 1750
2016-01-20 | 1970
2016-01-21 | 1980
2016-01-22 | 1750
2016-01-23 | 1770
2016-01-24 | 1680
2016-01-25 | 1560
2016-01-26 | 1330
2016-01-27 | 1560
2016-01-28 | 1560
2016-01-29 | 1560
2016-01-30 | 1460
2016-01-31 | 1550
2016-02-01 | 1530
2016-02-02 | 1600
2016-02-03 | 1840
2016-02-04 | 2800
2016-02-05 | 2300
2016-02-06 | 1970
2016-02-07 | 1910
2016-02-08 | 1770
2016-02-09 | 1750
2016-02-10 | 1690
2016-02-11 | 1670
2016-02-12 | 1670
2016-02-13 | 1580
2016-02-14 | 1070
2016-02-15 | 1650
2016-02-16 | 1940
2016-02-17 | 3160
2016-02-18 | 2150
2016-02-19 | 1980
2016-02-20 | 1930
2016-02-21 | 2210
2016-02-22 | 2000
2016-02-23 | 1840
2016-02-24 | 2250
2016-02-25 | 11400
2016-02-26 | 3750
2016-02-27 | 2430
2016-02-28 | 2160
2016-02-29 | 2170
2016-03-01 | 1540
2016-03-02 | 2640
2016-03-03 | 1620
2016-03-04 | 2030
2016-03-05 | 2010
2016-03-06 | 1910
2016-03-07 | 1850
2016-03-08 | 1940
2016-03-09 | 2030
2016-03-10 | 2300
2016-03-11 | 2250
2016-03-12 | 2310
2016-03-13 | 2080
2016-03-14 | 1870
2016-03-15 | 2790
2016-03-16 | 2800
2016-03-17 | 3400
2016-03-18 | 3230
2016-03-19 | 2920
2016-03-20 | 2670
2016-03-21 | 2460
2016-03-22 | 2460
2016-03-23 | 2410
2016-03-24 | 2320
2016-03-25 | 2360
2016-03-26 | 2170
2016-03-27 | 1450
2016-03-28 | 1590
2016-03-29 | 2530
2016-03-30 | 2210
2016-03-31 | 2040
2016-04-01 | 1930
2016-04-02 | 1660
2016-04-03 | 1790
2016-04-04 | 1570
2016-04-05 | 1180
2016-04-06 | 1300
2016-04-07 | 1930
2016-04-08 | 3450
2016-04-09 | 2170
2016-04-10 | 1930
2016-04-11 | 1870
2016-04-12 | 2600
2016-04-13 | 2530
2016-04-14 | 2330
2016-04-15 | 1520
2016-04-16 | 1260
2016-04-17 | 1000
2016-04-18 | 940
2016-04-19 | 899
2016-04-20 | 809
2016-04-21 | 790
2016-04-22 | 834
2016-04-23 | 786
2016-04-24 | 708
2016-04-25 | 693
2016-04-26 | 799
2016-04-27 | 832
2016-04-28 | 705
2016-04-29 | 599
2016-04-30 | 678
2016-05-01 | 646
2016-05-02 | 682
2016-05-03 | 875
2016-05-04 | 890
2016-05-05 | 814
2016-05-06 | 818
2016-05-07 | 1320
2016-05-08 | 1060
2016-05-09 | 1030
2016-05-10 | 778
2016-05-11 | 710
2016-05-12 | 729
2016-05-13 | 700
2016-05-14 | 896
2016-05-15 | 811
2016-05-16 | 670
2016-05-17 | 648
2016-05-18 | 546
2016-05-19 | 586
2016-05-20 | 593
2016-05-21 | 551
2016-05-22 | 505
2016-05-23 | 526
2016-05-24 | 397
2016-05-25 | 538
2016-05-26 | 448
2016-05-27 | 498
2016-05-28 | 461
2016-05-29 | 515
2016-05-30 | 600
2016-05-31 | 446
2016-06-01 | 322
2016-06-02 | 325
2016-06-03 | 301
2016-06-04 | 302
2016-06-05 | 424
2016-06-06 | 950
2016-06-07 | 702
2016-06-08 | 433
2016-06-09 | 438
2016-06-10 | 348
2016-06-11 | 422
2016-06-12 | 476
2016-06-13 | 391
2016-06-14 | 348
2016-06-15 | 361
2016-06-16 | 337
2016-06-17 | 360
2016-06-18 | 373
2016-06-19 | 355
2016-06-20 | 489
2016-06-21 | 383
2016-06-22 | 288
2016-06-23 | 312
2016-06-24 | 305
2016-06-25 | 345
2016-06-26 | 342
2016-06-27 | 327
2016-06-28 | 340
2016-06-29 | 363
2016-06-30 | 393
2016-07-01 | 367
2016-07-02 | 320
2016-07-03 | 387
2016-07-04 | 316
2016-07-05 | 303
2016-07-06 | 289
2016-07-07 | 279
2016-07-08 | 283
2016-07-09 | 325
2016-07-10 | 416
2016-07-11 | 368
2016-07-12 | 316
2016-07-13 | 285
2016-07-14 | 317
2016-07-15 | 339
2016-07-16 | 426
2016-07-17 | 336
2016-07-18 | 315
2016-07-19 | 296
2016-07-20 | 278
2016-07-21 | 279
2016-07-22 | 279
2016-07-23 | 275
2016-07-24 | 273
2016-07-25 | 336
2016-07-26 | 290
2016-07-27 | 247
2016-07-28 | 253
2016-07-29 | 220
2016-07-30 | 214
2016-07-31 | 310
2016-08-01 | 457
2016-08-02 | 749
2016-08-03 | 502
2016-08-04 | 369
2016-08-05 | 343
2016-08-06 | 309
2016-08-07 | 369
2016-08-08 | 337
2016-08-09 | 295
2016-08-10 | 301
2016-08-11 | 518
2016-08-12 | 434
2016-08-13 | 366
2016-08-14 | 742
2016-08-15 | 514
2016-08-16 | 347
2016-08-17 | 311
2016-08-18 | 307
2016-08-19 | 306
2016-08-20 | 284
2016-08-21 | 278
2016-08-22 | 458
2016-08-23 | 293
2016-08-24 | 308
2016-08-25 | 498
2016-08-26 | 757
2016-08-27 | 638
2016-08-28 | 371
2016-08-29 | 329
2016-08-30 | 314
2016-08-31 | 333
2016-09-01 | 324
2016-09-02 | 316
2016-09-03 | 307
2016-09-04 | 300
2016-09-05 | 277
2016-09-06 | 271
2016-09-07 | 255
2016-09-08 | 250
2016-09-09 | 295
2016-09-10 | 312
2016-09-11 | 321
2016-09-12 | 271
2016-09-13 | 256
2016-09-14 | 255
2016-09-15 | 451
2016-09-16 | 541
2016-09-17 | 706
2016-09-18 | 376
2016-09-19 | 392
2016-09-20 | 350
2016-09-21 | 287
2016-09-22 | 256
2016-09-23 | 259
2016-09-24 | 252
2016-09-25 | 250
2016-09-26 | 250
2016-09-27 | 253
2016-09-28 | 257
2016-09-29 | 247
2016-09-30 | 240
2016-10-01 | 287
2016-10-02 | 317
2016-10-03 | 327
2016-10-04 | 264
2016-10-05 | 272
2016-10-06 | 349
2016-10-07 | 363
2016-10-08 | 303
2016-10-09 | 317
2016-10-10 | 298
2016-10-11 | 289
2016-10-12 | 256
2016-10-13 | 264
2016-10-14 | 261
2016-10-15 | 258
2016-10-16 | 256
2016-10-17 | 264
2016-10-18 | 265
2016-10-19 | 260
2016-10-20 | 258
2016-10-21 | 251
2016-10-22 | 293
2016-10-23 | 302
2016-10-24 | 330
2016-10-25 | 297
2016-10-26 | 292
2016-10-27 | 321
2016-10-28 | 400
2016-10-29 | 520
2016-10-30 | 599
2016-10-31 | 646
2016-11-01 | 447
2016-11-02 | 317
2016-11-03 | 304
2016-11-04 | 312
2016-11-05 | 374
2016-11-06 | 346
2016-11-07 | 293
2016-11-08 | 274
2016-11-09 | 274
2016-11-10 | 273
2016-11-11 | 273
2016-11-12 | 289
2016-11-13 | 276
2016-11-14 | 279
2016-11-15 | 296
2016-11-16 | 652
2016-11-17 | 583
2016-11-18 | 510
2016-11-19 | 347
2016-11-20 | 344
2016-11-21 | 334
2016-11-22 | 340
2016-11-23 | 289
2016-11-24 | 294
2016-11-25 | 300
2016-11-26 | 331
2016-11-27 | 401
2016-11-28 | 369
2016-11-29 | 472
2016-11-30 | 1810
2016-12-01 | 4230
2016-12-02 | 2280
2016-12-03 | 1240
2016-12-04 | 1130
2016-12-05 | 1210
2016-12-06 | 1230
2016-12-07 | 1010
2016-12-08 | 1040
2016-12-09 | 878
2016-12-10 | 755
2016-12-11 | 486
2016-12-12 | 530
2016-12-13 | 515
2016-12-14 | 605
2016-12-15 | 620
2016-12-16 | 1320
2016-12-17 | 1050
2016-12-18 | 964
2016-12-19 | 1820
2016-12-20 | 1930
2016-12-21 | 1830
2016-12-22 | 1680
2016-12-23 | 1240
2016-12-24 | 800
2016-12-25 | 731
2016-12-26 | 626
2016-12-27 | 851
2016-12-28 | 1510
2016-12-29 | 1490
2016-12-30 | 1400
2016-12-31 | 987
2017-01-01 | 887
2017-01-02 | 720
2017-01-03 | 1330
2017-01-04 | 2120
2017-01-05 | 1770
2017-01-06 | 1500
2017-01-07 | 1290
2017-01-08 | 1420
2017-01-09 | 1560
2017-01-10 | 1710
2017-01-11 | 1530
2017-01-12 | 1820
2017-01-13 | 3210
2017-01-14 | 2080
2017-01-15 | 1760
2017-01-16 | 1510
2017-01-17 | 1560
2017-01-18 | 1600
2017-01-19 | 1570
2017-01-20 | 1550
2017-01-21 | 1580
2017-01-22 | 1730
2017-01-23 | 1560
2017-01-24 | 1770
2017-01-25 | 1670
2017-01-26 | 1560
2017-01-27 | 1690
2017-01-28 | 1550
2017-01-29 | 1520
2017-01-30 | 1450
2017-01-31 | 1390
2017-02-01 | 1490
2017-02-02 | 1460
2017-02-03 | 1360
2017-02-04 | 1390
2017-02-05 | 1390
2017-02-06 | 1390
2017-02-07 | 1360
2017-02-08 | 1450
2017-02-09 | 1530
2017-02-10 | 1540
2017-02-11 | 1500
2017-02-12 | 1540
2017-02-13 | 1580
2017-02-14 | 1530
2017-02-15 | 1350
2017-02-16 | 1410
2017-02-17 | 1320
2017-02-18 | 1320
2017-02-19 | 1530
2017-02-20 | 1770
2017-02-21 | 1530
2017-02-22 | 1330
2017-02-23 | 1700
2017-02-24 | 3540
2017-02-25 | 5710
2017-02-26 | 6810
2017-02-27 | 3140
2017-02-28 | 2730
2017-03-01 | 3170
2017-03-02 | 4130
2017-03-03 | 2150
2017-03-04 | 2450
2017-03-05 | 2720
2017-03-06 | 2170
2017-03-07 | 2040
2017-03-08 | 2170
2017-03-09 | 2220
2017-03-10 | 2090
2017-03-11 | 1780
2017-03-12 | 1910
2017-03-13 | 1880
2017-03-14 | 1780
2017-03-15 | 1920
2017-03-16 | 1970
2017-03-17 | 1780
2017-03-18 | 1740
2017-03-19 | 1760
2017-03-20 | 1730
2017-03-21 | 1800
2017-03-22 | 1710
2017-03-23 | 1400
2017-03-24 | 1440
2017-03-25 | 1450
2017-03-26 | 1530
2017-03-27 | 1940
2017-03-28 | 2350
2017-03-29 | 3270
2017-03-30 | 2520
2017-03-31 | 2340
2017-04-01 | 2240
2017-04-02 | 2080
2017-04-03 | 1880
2017-04-04 | 5310
2017-04-05 | 6210
2017-04-06 | 6130
2017-04-07 | 7720
2017-04-08 | 5240
2017-04-09 | 3800
2017-04-10 | 3660
2017-04-11 | 4580
2017-04-12 | 4590
2017-04-13 | 4670
2017-04-14 | 3770
2017-04-15 | 3280
2017-04-16 | 3060
2017-04-17 | 3580
2017-04-18 | 3010
2017-04-19 | 2140
2017-04-20 | 1620
2017-04-21 | 2530
2017-04-22 | 2820
2017-04-23 | 2340
2017-04-24 | 1860
2017-04-25 | 1930
2017-04-26 | 2680
2017-04-27 | 2570
2017-04-28 | 2040
2017-04-29 | 1560
2017-04-30 | 1470
2017-05-01 | 1380
2017-05-02 | 4250
2017-05-03 | 4010
2017-05-04 | 2770
2017-05-05 | 3660
2017-05-06 | 7230
2017-05-07 | 4940
2017-05-08 | 3690
2017-05-09 | 2930
2017-05-10 | 2410
2017-05-11 | 1670
2017-05-12 | 1870
2017-05-13 | 1970
2017-05-14 | 4720
2017-05-15 | 3200
2017-05-16 | 2780
2017-05-17 | 2490
2017-05-18 | 1960
2017-05-19 | 1400
2017-05-20 | 1240
2017-05-21 | 963
2017-05-22 | 1030
2017-05-23 | 1090
2017-05-24 | 1260
2017-05-25 | 1210
2017-05-26 | 3300
2017-05-27 | 3030
2017-05-28 | 2260
2017-05-29 | 1870
2017-05-30 | 1630
2017-05-31 | 1740
2017-06-01 | 2500
2017-06-02 | 1980
2017-06-03 | 1170
2017-06-04 | 1150
2017-06-05 | 1820
2017-06-06 | 6850
2017-06-07 | 11400
2017-06-08 | 3710
2017-06-09 | 2660
2017-06-10 | 1980
2017-06-11 | 1410
2017-06-12 | 1030
2017-06-13 | 1040
2017-06-14 | 706
2017-06-15 | 691
2017-06-16 | 1070
2017-06-17 | 1630
2017-06-18 | 1510
2017-06-19 | 2990
2017-06-20 | 5540
2017-06-21 | 2050
2017-06-22 | 1340
2017-06-23 | 1110
2017-06-24 | 1370
2017-06-25 | 1640
2017-06-26 | 1430
2017-06-27 | 1300
2017-06-28 | 1170
2017-06-29 | 1150
2017-06-30 | 1350
2017-07-01 | 1760
2017-07-02 | 1680
2017-07-03 | 1670
2017-07-04 | 1350
2017-07-05 | 1060
2017-07-06 | 1010
2017-07-07 | 1090
2017-07-08 | 874
2017-07-09 | 966
2017-07-10 | 882
2017-07-11 | 878
2017-07-12 | 800
2017-07-13 | 786
2017-07-14 | 980
2017-07-15 | 674
2017-07-16 | 641
2017-07-17 | 645
2017-07-18 | 1460
2017-07-19 | 1050
2017-07-20 | 969
2017-07-21 | 629
2017-07-22 | 489
2017-07-23 | 351
2017-07-24 | 421
2017-07-25 | 491
2017-07-26 | 559
2017-07-27 | 478
2017-07-28 | 483
2017-07-29 | 493
2017-07-30 | 403
2017-07-31 | 427
2017-08-01 | 437
2017-08-02 | 465
2017-08-03 | 671
2017-08-04 | 1370
2017-08-05 | 728
2017-08-06 | 679
2017-08-07 | 471
2017-08-08 | 621
2017-08-09 | 599
2017-08-10 | 624
2017-08-11 | 578
2017-08-12 | 524
2017-08-13 | 1240
2017-08-14 | 665
2017-08-15 | 1010
2017-08-16 | 965
2017-08-17 | 746
2017-08-18 | 682
2017-08-19 | 808
2017-08-20 | 674
2017-08-21 | 771
2017-08-22 | 817
2017-08-23 | 1250
2017-08-24 | 1030
2017-08-25 | 889
2017-08-26 | 447
2017-08-27 | 445
2017-08-28 | 550
2017-08-29 | 443
2017-08-30 | 462
2017-08-31 | 606
2017-09-01 | 551
2017-09-02 | 410
2017-09-03 | 642
2017-09-04 | 916
2017-09-05 | 583
2017-09-06 | 1070
2017-09-07 | 1420
2017-09-08 | 1360
2017-09-09 | 958
2017-09-10 | 957
2017-09-11 | 694
2017-09-12 | 733
2017-09-13 | 520
2017-09-14 | 481
2017-09-15 | 533
2017-09-16 | 519
2017-09-17 | 701
2017-09-18 | 351
2017-09-19 | 368
2017-09-20 | 422
2017-09-21 | 413
2017-09-22 | 437
2017-09-23 | 308
2017-09-24 | 329
2017-09-25 | 416
2017-09-26 | 486
2017-09-27 | 497
2017-09-28 | 635
2017-09-29 | 312
2017-09-30 | 305
2017-10-01 | 322
2017-10-02 | 269
2017-10-03 | 257
2017-10-04 | 270
2017-10-05 | 283
2017-10-06 | 283
2017-10-07 | 461
2017-10-08 | 398
2017-10-09 | 566
2017-10-10 | 570
2017-10-11 | 397
2017-10-12 | 332
2017-10-13 | 403
2017-10-14 | 438
2017-10-15 | 353
2017-10-16 | 321
2017-10-17 | 256
2017-10-18 | 247
2017-10-19 | 248
2017-10-20 | 356
2017-10-21 | 305
2017-10-22 | 258
2017-10-23 | 296
2017-10-24 | 428
2017-10-25 | 1150
2017-10-26 | 787
2017-10-27 | 605
2017-10-28 | 441
2017-10-29 | 1280
2017-10-30 | 13600
2017-10-31 | 3700
2017-11-01 | 2250
2017-11-02 | 1680
2017-11-03 | 1760
2017-11-04 | 1560
2017-11-05 | 1480
2017-11-06 | 1540
2017-11-07 | 1360
2017-11-08 | 1230
2017-11-09 | 996
2017-11-10 | 1050
2017-11-11 | 988
2017-11-12 | 955
2017-11-13 | 837
2017-11-14 | 880
2017-11-15 | 671
2017-11-16 | 758
2017-11-17 | 925
2017-11-18 | 971
2017-11-19 | 1270
2017-11-20 | 1160
2017-11-21 | 773
2017-11-22 | 833
2017-11-23 | 831
2017-11-24 | 964
2017-11-25 | 1090
2017-11-26 | 993
2017-11-27 | 943
2017-11-28 | 861
2017-11-29 | 775
2017-11-30 | 719
2017-12-01 | 864
2017-12-02 | 594
2017-12-03 | 641
2017-12-04 | 636
2017-12-05 | 392
2017-12-06 | 868
2017-12-07 | 918
2017-12-08 | 843
2017-12-09 | 767
2017-12-10 | 669
2017-12-11 | 772
2017-12-12 | 1240
2017-12-13 | 996
2017-12-14 | 1070
2017-12-15 | 1210
2017-12-16 | 1210
2017-12-17 | 1070
2017-12-18 | 1140
2017-12-19 | 1090
2017-12-20 | 1000
2017-12-21 | 1060
2017-12-22 | 771
2017-12-23 | 1090
2017-12-24 | 900
2017-12-25 | 854
2017-12-26 | 673
2017-12-27 | 1230
2017-12-28 | 1330
2017-12-29 | 1500
2017-12-30 | 1810
2017-12-31 | 1770
2018-01-01 | 1630
2018-01-02 | 1730
2018-01-03 | 1660
2018-01-04 | 1630
2018-01-05 | 2010
2018-01-06 | 2010
2018-01-07 | 1960
2018-01-08 | 2070
2018-01-09 | 1700
2018-01-10 | 1760
2018-01-11 | 1620
2018-01-12 | 3560
2018-01-13 | 10600
2018-01-14 | 3350
2018-01-15 | 2410
2018-01-16 | 2470
2018-01-17 | 2230
2018-01-18 | 2470
2018-01-19 | 2380
2018-01-20 | 2020
2018-01-21 | 1760
2018-01-22 | 1760
2018-01-23 | 2520
2018-01-24 | 3210
2018-01-25 | 2200
2018-01-26 | 1930
2018-01-27 | 1890
2018-01-28 | 2020
2018-01-29 | 2010
2018-01-30 | 1920
2018-01-31 | 1140
2018-02-01 | 1200
2018-02-02 | 1150
2018-02-03 | 1330
2018-02-04 | 1540
2018-02-05 | 1590
2018-02-06 | 1450
2018-02-07 | 1470
2018-02-08 | 1540
2018-02-09 | 1410
2018-02-10 | 1430
2018-02-11 | 1910
2018-02-12 | 2960
2018-02-13 | 1950
2018-02-14 | 1750
2018-02-15 | 1710
2018-02-16 | 2110
2018-02-17 | 2180
2018-02-18 | 1820
2018-02-19 | 1740
2018-02-20 | 1860
2018-02-21 | 3640
2018-02-22 | 4100
2018-02-23 | 3320
2018-02-24 | 3730
2018-02-25 | 3760
2018-02-26 | 3250
2018-02-27 | 2950
2018-02-28 | 2860
2018-03-01 | 3070
2018-03-02 | 3890
2018-03-03 | 3780
2018-03-04 | 3260
2018-03-05 | 2900
2018-03-06 | 2850
2018-03-07 | 2820
2018-03-08 | 2790
2018-03-09 | 2760
2018-03-10 | 2660
2018-03-11 | 2580
2018-03-12 | 2520
2018-03-13 | 2570
2018-03-14 | 2490
2018-03-15 | 2100
2018-03-16 | 1980
2018-03-17 | 1520
2018-03-18 | 1430
2018-03-19 | 1130
2018-03-20 | 1340
2018-03-21 | 1380
2018-03-22 | 1230
2018-03-23 | 1050
2018-03-24 | 973
2018-03-25 | 788
2018-03-26 | 741
2018-03-27 | 584
2018-03-28 | 703
2018-03-29 | 1020
2018-03-30 | 1670
2018-03-31 | 1900
2018-04-01 | 1620
2018-04-02 | 1370
2018-04-03 | 1600
2018-04-04 | 2110
2018-04-05 | 2190
2018-04-06 | 1600
2018-04-07 | 1470
2018-04-08 | 1300
2018-04-09 | 1130
2018-04-10 | 1230
2018-04-11 | 1010
2018-04-12 | 1080
2018-04-13 | 1550
2018-04-14 | 2180
2018-04-15 | 1950
2018-04-16 | 3050
2018-04-17 | 4250
2018-04-18 | 3010
2018-04-19 | 2590
2018-04-20 | 1880
2018-04-21 | 2370
2018-04-22 | 2310
2018-04-23 | 2410
2018-04-24 | 2740
2018-04-25 | 4930
2018-04-26 | 6350
2018-04-27 | 4420
2018-04-28 | 4080
2018-04-29 | 4430
2018-04-30 | 3890
2018-05-01 | 2890
2018-05-02 | 2940
2018-05-03 | 3290
2018-05-04 | 2840
2018-05-05 | 2740
2018-05-06 | 1960
2018-05-07 | 1430
2018-05-08 | 1370
2018-05-09 | 1270
2018-05-10 | 1070
2018-05-11 | 1270
2018-05-12 | 889
2018-05-13 | 1060
2018-05-14 | 1140
2018-05-15 | 1150
2018-05-16 | 1230
2018-05-17 | 1120
2018-05-18 | 926
2018-05-19 | 738
2018-05-20 | 1090
2018-05-21 | 1160
2018-05-22 | 1040
2018-05-23 | 806
2018-05-24 | 553
2018-05-25 | 759
2018-05-26 | 655
2018-05-27 | 695
2018-05-28 | 482
2018-05-29 | 503
2018-05-30 | 519
2018-05-31 | 482
2018-06-01 | 432
2018-06-02 | 412
2018-06-03 | 354
2018-06-04 | 610
2018-06-05 | 990
2018-06-06 | 568
2018-06-07 | 457
2018-06-08 | 371
2018-06-09 | 413
2018-06-10 | 418
2018-06-11 | 343
2018-06-12 | 296
2018-06-13 | 327
2018-06-14 | 309
2018-06-15 | 318
2018-06-16 | 318
2018-06-17 | 443
2018-06-18 | 697
2018-06-19 | 514
2018-06-20 | 414
2018-06-21 | 477
2018-06-22 | 340
2018-06-23 | 383
2018-06-24 | 445
2018-06-25 | 439
2018-06-26 | 389
2018-06-27 | 382
2018-06-28 | 1200
2018-06-29 | 841
2018-06-30 | 569
2018-07-01 | 645
2018-07-02 | 845
2018-07-03 | 634
2018-07-04 | 664
2018-07-05 | 796
2018-07-06 | 450
2018-07-07 | 670
2018-07-08 | 424
2018-07-09 | 318
2018-07-10 | 303
2018-07-11 | 317
2018-07-12 | 298
2018-07-13 | 296
2018-07-14 | 377
2018-07-15 | 328
2018-07-16 | 287
2018-07-17 | 530
2018-07-18 | 858
2018-07-19 | 477
2018-07-20 | 346
2018-07-21 | 325
2018-07-22 | 447
2018-07-23 | 2590
2018-07-24 | 2220
2018-07-25 | 2370
2018-07-26 | 5320
2018-07-27 | 2440
2018-07-28 | 2340
2018-07-29 | 1880
2018-07-30 | 1590
2018-07-31 | 982
2018-08-01 | 1800
2018-08-02 | 3320
2018-08-03 | 2690
2018-08-04 | 4610
2018-08-05 | 3170
2018-08-06 | 2510
2018-08-07 | 2030
2018-08-08 | 1860
2018-08-09 | 2060
2018-08-10 | 1300
2018-08-11 | 2070
2018-08-12 | 3250
2018-08-13 | 2350
2018-08-14 | 3590
2018-08-15 | 3090
2018-08-16 | 2170
2018-08-17 | 2070
2018-08-18 | 3030
2018-08-19 | 2260
2018-08-20 | 1980
2018-08-21 | 1770
2018-08-22 | 2140
2018-08-23 | 1940
2018-08-24 | 1560
2018-08-25 | 1140
2018-08-26 | 800
2018-08-27 | 1070
2018-08-28 | 1480
2018-08-29 | 1380
2018-08-30 | 1290
2018-08-31 | 770
2018-09-01 | 580
2018-09-02 | 537
2018-09-03 | 604
2018-09-04 | 959
2018-09-05 | 984
2018-09-06 | 898
2018-09-07 | 795
2018-09-08 | 699
2018-09-09 | 560
2018-09-10 | 536
2018-09-11 | 1730
2018-09-12 | 3100
2018-09-13 | 2260
2018-09-14 | 1140
2018-09-15 | 926
2018-09-16 | 894
2018-09-17 | 1130
2018-09-18 | 8290
2018-09-19 | 3830
2018-09-20 | 2370
2018-09-21 | 2010
2018-09-22 | 1800
2018-09-23 | 1340
2018-09-24 | 1580
2018-09-25 | 3640
2018-09-26 | 4430
2018-09-27 | 3060
2018-09-28 | 2710
2018-09-29 | 2520
2018-09-30 | 2180
2018-10-01 | 1460
2018-10-02 | 2550
2018-10-03 | 4220
2018-10-04 | 2710
2018-10-05 | 2430
2018-10-06 | 2200
2018-10-07 | 2140
2018-10-08 | 2020
2018-10-09 | 1820
2018-10-10 | 2050
2018-10-11 | 2120
2018-10-12 | 2540
2018-10-13 | 2150
2018-10-14 | 1970
2018-10-15 | 2010
2018-10-16 | 2060
2018-10-17 | 2040
2018-10-18 | 1850
2018-10-19 | 1740
2018-10-20 | 1170
2018-10-21 | 1250
2018-10-22 | 1140
2018-10-23 | 1460
2018-10-24 | 908
2018-10-25 | 1030
2018-10-26 | 1280
2018-10-27 | 1280
2018-10-28 | 1720
2018-10-29 | 1550
2018-10-30 | 1410
2018-10-31 | 1470
2018-11-01 | 1870
2018-11-02 | 3770
2018-11-03 | 11800
2018-11-04 | 5770
2018-11-05 | 4220
2018-11-06 | 5690
2018-11-07 | 5840
2018-11-08 | 4160
2018-11-09 | 3670
2018-11-10 | 5100
2018-11-11 | 4000
2018-11-12 | 3570
2018-11-13 | 4760
2018-11-14 | 3800
2018-11-15 | 2150
2018-11-16 | 2140
2018-11-17 | 2300
2018-11-18 | 2250
2018-11-19 | 2140
2018-11-20 | 2310
2018-11-21 | 2220
2018-11-22 | 2110
2018-11-23 | 1800
2018-11-24 | 1980
2018-11-25 | 2130
2018-11-26 | 2490
2018-11-27 | 3250
2018-11-28 | 2620
2018-11-29 | 2330
2018-11-30 | 2250
2018-12-01 | 2110
2018-12-02 | 2600
2018-12-03 | 2830
2018-12-04 | 2790
2018-12-05 | 2060
2018-12-06 | 1740
2018-12-07 | 2280
2018-12-08 | 1980
2018-12-09 | 1990
2018-12-10 | 1940
2018-12-11 | 1980
2018-12-12 | 1850
2018-12-13 | 1820
2018-12-14 | 1780
2018-12-15 | 1310
2018-12-16 | 1070
2018-12-17 | 1480
2018-12-18 | 1410
2018-12-19 | 1950
2018-12-20 | 1670
2018-12-21 | 8210
2018-12-22 | 9810
2018-12-23 | 4720
2018-12-24 | 2950
2018-12-25 | 2420
2018-12-26 | 1790
2018-12-27 | 1670
2018-12-28 | 1840
2018-12-29 | 2140
2018-12-30 | 1890
2018-12-31 | 2030
2019-01-01 | 3820
2019-01-02 | 2810
2019-01-03 | 1280
2019-01-04 | 1690
2019-01-05 | 1970
2019-01-06 | 1950
2019-01-07 | 1520
2019-01-08 | 1560
2019-01-09 | 1740
2019-01-10 | 1630
2019-01-11 | 1360
2019-01-12 | 1490
2019-01-13 | 1890
2019-01-14 | 1890
2019-01-15 | 1550
2019-01-16 | 1200
2019-01-17 | 1330
2019-01-18 | 1160
2019-01-19 | 1180
2019-01-20 | 1210
2019-01-21 | 1280
2019-01-22 | 1550
2019-01-23 | 1410
2019-01-24 | 2890
2019-01-25 | 4230
2019-01-26 | 2860
2019-01-27 | 2470
2019-01-28 | 1810
2019-01-29 | 1880
2019-01-30 | 1970
2019-01-31 | 1670
2019-02-01 | 2070
2019-02-02 | 1890
2019-02-03 | 1500
2019-02-04 | 866
2019-02-05 | 1050
2019-02-06 | 1520
2019-02-07 | 2540
2019-02-08 | 3470
2019-02-09 | 2510
2019-02-10 | 1980
2019-02-11 | 1730
2019-02-12 | 1490
2019-02-13 | 2280
2019-02-14 | 1610
2019-02-15 | 1020
2019-02-16 | 1380
2019-02-17 | 1380
2019-02-18 | 1370
2019-02-19 | 1320
2019-02-20 | 1430
2019-02-21 | 1370
2019-02-22 | 1440
2019-02-23 | 1270
2019-02-24 | 1350
2019-02-25 | 1460
2019-02-26 | 1420
2019-02-27 | 1510
2019-02-28 | 1440
2019-03-01 | 1390
2019-03-02 | 1330
2019-03-03 | 1260
2019-03-04 | 1310
2019-03-05 | 1280
2019-03-06 | 1200
2019-03-07 | 1250
2019-03-08 | 953
2019-03-09 | 901
2019-03-10 | 832
2019-03-11 | 722
2019-03-12 | 687
2019-03-13 | 869
2019-03-14 | 804
2019-03-15 | 1230
2019-03-16 | 1600
2019-03-17 | 896
2019-03-18 | 837
2019-03-19 | 921
2019-03-20 | 804
2019-03-21 | 822
2019-03-22 | 1100
2019-03-23 | 1020
2019-03-24 | 818
2019-03-25 | 978
2019-03-26 | 842
2019-03-27 | 805
2019-03-28 | 869
2019-03-29 | 991
2019-03-30 | 1380
2019-03-31 | 2940
2019-04-01 | 2700
2019-04-02 | 1640
2019-04-03 | 1590
2019-04-04 | 1670
2019-04-05 | 1440
2019-04-06 | 1600
2019-04-07 | 1940
2019-04-08 | 3570
2019-04-09 | 3150
2019-04-10 | 3140
2019-04-11 | 2370
2019-04-12 | 2040
2019-04-13 | 3470
2019-04-14 | 3700
2019-04-15 | 6320
2019-04-16 | 5270
2019-04-17 | 3830
2019-04-18 | 2930
2019-04-19 | 2860
2019-04-20 | 4710
2019-04-21 | 4610
2019-04-22 | 3450
2019-04-23 | 3530
2019-04-24 | 3230
2019-04-25 | 2650
2019-04-26 | 2550
2019-04-27 | 6980
2019-04-28 | 4640
2019-04-29 | 2970
2019-04-30 | 2640
2019-05-01 | 2000
2019-05-02 | 2000
2019-05-03 | 2280
2019-05-04 | 2540
2019-05-05 | 2590
2019-05-06 | 1920
2019-05-07 | 1380
2019-05-08 | 1620
2019-05-09 | 1680
2019-05-10 | 1390
2019-05-11 | 1420
2019-05-12 | 1410
2019-05-13 | 1590
2019-05-14 | 2230
2019-05-15 | 1970
2019-05-16 | 1550
2019-05-17 | 1740
2019-05-18 | 1680
2019-05-19 | 1600
2019-05-20 | 1090
2019-05-21 | 1030
2019-05-22 | 682
2019-05-23 | 835
2019-05-24 | 932
2019-05-25 | 1210
2019-05-26 | 951
2019-05-27 | 904
2019-05-28 | 933
2019-05-29 | 1250
2019-05-30 | 1140
2019-05-31 | 1170
2019-06-01 | 791
2019-06-02 | 909
2019-06-03 | 828
2019-06-04 | 806
2019-06-05 | 656
2019-06-06 | 1350
2019-06-07 | 2290
2019-06-08 | 1580
2019-06-09 | 870
2019-06-10 | 569
2019-06-11 | 1010
2019-06-12 | 1530
2019-06-13 | 698
2019-06-14 | 835
2019-06-15 | 582
2019-06-16 | 848
2019-06-17 | 1800
2019-06-18 | 1420
2019-06-19 | 1020
2019-06-20 | 943
2019-06-21 | 1450
2019-06-22 | 1210
2019-06-23 | 1260
2019-06-24 | 1070
2019-06-25 | 1190
2019-06-26 | 1590
2019-06-27 | 1320
2019-06-28 | 960
2019-06-29 | 797
2019-06-30 | 695
2019-07-01 | 681
2019-07-02 | 897
2019-07-03 | 597
2019-07-04 | 507
2019-07-05 | 523
2019-07-06 | 437
2019-07-07 | 536
2019-07-08 | 376
2019-07-09 | 302
2019-07-10 | 310
2019-07-11 | 400
2019-07-12 | 396
2019-07-13 | 331
2019-07-14 | 362
2019-07-15 | 342
2019-07-16 | 306
2019-07-17 | 292
2019-07-18 | 413
2019-07-19 | 314
2019-07-20 | 277
2019-07-21 | 338
2019-07-22 | 367
2019-07-23 | 1770
2019-07-24 | 838
2019-07-25 | 480
2019-07-26 | 381
2019-07-27 | 498
2019-07-28 | 459
2019-07-29 | 646
2019-07-30 | 617
2019-07-31 | 394
2019-08-01 | 352
2019-08-02 | 259
2019-08-03 | 328
2019-08-04 | 363
2019-08-05 | 305
2019-08-06 | 266
2019-08-07 | 258
2019-08-08 | 282
2019-08-09 | 346
2019-08-10 | 329
2019-08-11 | 328
2019-08-12 | 320
2019-08-13 | 302
2019-08-14 | 269
2019-08-15 | 302
2019-08-16 | 354
2019-08-17 | 443
2019-08-18 | 400
2019-08-19 | 423
2019-08-20 | 436
2019-08-21 | 405
2019-08-22 | 506
2019-08-23 | 498
2019-08-24 | 368
2019-08-25 | 246
2019-08-26 | 242
2019-08-27 | 285
2019-08-28 | 250
2019-08-29 | 324
2019-08-30 | 313
2019-08-31 | 300
2019-09-01 | 295
2019-09-02 | 398
2019-09-03 | 326
2019-09-04 | 316
2019-09-05 | 418
2019-09-06 | 363
2019-09-07 | 468
2019-09-08 | 410
2019-09-09 | 278
2019-09-10 | 259
2019-09-11 | 275
2019-09-12 | 307
2019-09-13 | 311
2019-09-14 | 353
2019-09-15 | 309
2019-09-16 | 257
2019-09-17 | 269
2019-09-18 | 249
2019-09-19 | 265
2019-09-20 | 246
2019-09-21 | 229
2019-09-22 | 227
2019-09-23 | 223
2019-09-24 | 214
2019-09-25 | 205
2019-09-26 | 231
2019-09-27 | 239
2019-09-28 | 236
2019-09-29 | 348
2019-09-30 | 345
2019-10-01 | 271
2019-10-02 | 235
2019-10-03 | 246
2019-10-04 | 212
2019-10-05 | 253
2019-10-06 | 307
2019-10-07 | 247
2019-10-08 | 240
2019-10-09 | 244
2019-10-10 | 247
2019-10-11 | 294
2019-10-12 | 267
2019-10-13 | 262
2019-10-14 | 243
2019-10-15 | 232
2019-10-16 | 324
2019-10-17 | 2220
2019-10-18 | 1200
2019-10-19 | 424
2019-10-20 | 339
2019-10-21 | 390
2019-10-22 | 266
2019-10-23 | 630
2019-10-24 | 455
2019-10-25 | 409
2019-10-26 | 357
2019-10-27 | 842
2019-10-28 | 1660
2019-10-29 | 1130
2019-10-30 | 1320
2019-10-31 | 1120
2019-11-01 | 2890
2019-11-02 | 1980
2019-11-03 | 1500
2019-11-04 | 1080
2019-11-05 | 1240
2019-11-06 | 960
2019-11-07 | 1220
2019-11-08 | 1370
2019-11-09 | 814
2019-11-10 | 562
2019-11-11 | 515
2019-11-12 | 603
2019-11-13 | 1010
2019-11-14 | 1060
2019-11-15 | 678
2019-11-16 | 377
2019-11-17 | 292
2019-11-18 | 417
2019-11-19 | 497
2019-11-20 | 830
2019-11-21 | 969
2019-11-22 | 633
2019-11-23 | 843
2019-11-24 | 657
2019-11-25 | 1170
2019-11-26 | 1050
2019-11-27 | 933
2019-11-28 | 1330
2019-11-29 | 1190
2019-11-30 | 985
2019-12-01 | 1050
2019-12-02 | 854
2019-12-03 | 1130
2019-12-04 | 1260
2019-12-05 | 1250
2019-12-06 | 1250
2019-12-07 | 1200
2019-12-08 | 1170
2019-12-09 | 1040
2019-12-10 | 3530
2019-12-11 | 4360
2019-12-12 | 3060
2019-12-13 | 2590
2019-12-14 | 6770
2019-12-15 | 6300
2019-12-16 | 3790
2019-12-17 | 3070
2019-12-18 | 2350
2019-12-19 | 1820
2019-12-20 | 2130
2019-12-21 | 2620
2019-12-22 | 2440
2019-12-23 | 956
2019-12-24 | 1560
2019-12-25 | 1440
2019-12-26 | 1390
2019-12-27 | 1350
2019-12-28 | 1410
2019-12-29 | 1530
2019-12-30 | 1500
2019-12-31 | 1570
2020-01-01 | 1480
Directions: This page should be used to input mean daily inflow data for the site.
Column A should have the header 'dateTime' and Column B should have the header 'Discharge (cfs)'. Column A entries should be entered as dates (recommended format (MM/DD/YYYY).
Column B entries should be entered as numeric inflow values in cfs. Data can be entered manually or gathered from the USGS website using the API functionality in the waterSHED tool. (https://waterservices.usgs.gov/rest/DV-Test-Tool.html)
The tool will automatically fill missing dates with the nearest available entry. These flows can be used to simulate operation of the facility by setting the test data dates in the Preferences tab of the waterSHED tool.

## Peak Flows
dateTime | Discharge (cfs)
1941-02-08 | 10000
1942-03-09 | 10700
1943-05-13 | 15700
1943-11-09 | 20100
1945-04-26 | 21300
1946-05-28 | 10800
1947-04-12 | 17500
1948-03-22 | 21100
1948-12-31 | 48500
1950-04-05 | 12500
1950-11-26 | 24400
1952-06-01 | 34800
1953-03-24 | 22200
1954-09-11 | 13400
1955-08-19 | 18600
1955-10-15 | 43700
1957-01-23 | 9570
1957-12-21 | 13800
1959-04-03 | 11100
1960-09-12 | 24700
1961-04-23 | 9940
1962-04-08 | 14200
1963-04-03 | 10400
1964-04-14 | 10100
1965-04-16 | 6210
1966-03-25 | 7520
1967-04-03 | 11500
1968-04-25 | 14700
1969-04-23 | 16900
1969-11-08 | 12200
1971-08-28 | 10400
1972-04-20 | 13800
1973-03-17 | 17100
1973-12-21 | 32200
1975-07-14 | 15600
1976-08-10 | 29700
1977-03-13 | 21800
1978-01-09 | 20600
1979-05-25 | 27600
1980-04-10 | 33300
1981-02-20 | 32700
1982-04-18 | 20800
1983-04-11 | 19000
1984-05-29 | 38000
1985-09-27 | 24500
1986-03-19 | 14200
1987-04-05 | 61700
1988-03-26 | 12700
1989-05-06 | 14800
1989-10-20 | 26000
1990-10-24 | 11800
1992-03-27 | 15600
1993-04-23 | 19600
1994-04-14 | 12400
1995-03-09 | 8650
1995-10-22 | 21600
1996-12-02 | 12100
1998-06-15 | 15300
1999-03-22 | 9970
2000-07-16 | 20000
2000-12-17 | 19900
2002-05-13 | 12000
2003-03-29 | 14800
2004-04-02 | 22500
2005-04-03 | 22100
2005-10-09 | 37300
2007-04-17 | 10300
2008-04-13 | 10700
2008-12-12 | 12900
2010-03-31 | 15200
2011-08-28 | 89800
2011-12-08 | 13200
2013-06-14 | 15800
2014-04-16 | 6710
2015-09-30 | 15100
2016-02-25 | 21400
2017-06-07 | 16100
2017-10-30 | 28200
2018-12-21 | 16900
2020-04-13 | 11700
2020-10-17 | nan
Directions: This page should be used to input historical peak flow data for the site. This is optional, if you do not wish to upload peak flow information, please leave the orange boxes blank.
Column A should have the header 'dateTime' and Column B should have the header 'Discharge (cfs)'. Column A entries should be entered as dates (recommended format (MM/DD/YYYY).
Column B entries should be entered as numeric inflow values in cfs. Data can be entered manually or gathered from the USGS website using the API functionality in the waterSHED tool. (https://nwis.waterdata.usgs.gov/usa/nwis/peak)
This information is optional, but allows the user to determine the spillway design flood return period using a flood frequency analysis tool. The analysis tool models the return period using a Log-Pearson Type III distribution based on the methodology described here: https://streamflow.engr.oregonstate.edu/analysis/floodfreq/#log

## Module Templates
Attribute | Value | Entry Type | Unit | Definition | Additional Description
Module Class | Generation | Do Not Change | N/A | The type of module according to its primary function.
Name |  | Text | N/A | The name used to identify the module in figures.
Capital Cost |  | Numeric | $ | The capital cost for a module should include all fixed, one-time costs to prepare a module for operation. | These can include material, equipment, installation, transportation, etc.
Annual Operating Cost |  | Numeric | $ | The annual operating costs for a module should include all annualized expected costs for maintaining and operating the module. | Annual operating costs can also be set for the plant as a whole in the Cost Table tab.
Width |  | Numeric | ft | The module dimension along the dam axis from bank to bank, perpendicular to streamflow.
Length |  | Numeric | ft | The module dimension parallel to the flow of water.
Design Flow |  | Numeric | cfs | The design flow is the peak efficiency flow and is used in the flow efficiency equation. | The turbine is operated at this design flow at normal conditions.
Operating Months |  | List of numbers (i.e. '1,2,3,4') or all | N/A | The months during which the module is on and is allocated flow. | Please input month numbers (Jan=1, Feb=2, Mar=3, etc.) separated by commas without spaces. During the operating months, modules are modeled to operate 24/7.
Instream or Diversion | N | Y for Off-stream/Diversion or N for Instream | N/A | Instream modules will be placed along the dam axis and will count towards the dam width. Diversion modules are placed on the banks in the facility schematic and can be used to represent bypasses. | This is used to calculate the number of required non-overflow modules.
Minimum Operating Flow |  | Numeric | cfs | The minimum flow required to operate the module.
Maximum Operating Flow |  | Numeric | cfs | The maximum flow that can be allocated to the module. | If the turbine-overrun option in the preferences tab is turned on, then excess flow will be allocated to increasing allocated flow above the design flow prior to spill allocation. If the turbine-overrun option is off, then design flow acts as the maximum allocated flow.
Minimum Operating Head |  | Numeric | ft | The minimum gross head required to operate the module.
Design Head |  | Numeric | ft | The gross head at which the module operates at peak efficiency. | This is used with the head efficiency equation to calculate head turbine efficiency.
Maximum Operating Head |  | Numeric | ft | The maximum gross head allowable during module operation.
Flow Efficiency Equation Name |  | Equation Name | (0.0-1.0)% vs. cfs | The power output efficiency coefficient as a function of the relative discharge, which is the flow allocated to the module divided by the design flow (i.e. design flow = 100%). | The X (relative discharge) should be given as decimals 1.0 referring to 100% efficient. The upper and lower bounds of X should at least span the operating range specified by the minimum and maximum operating limits. The Y value (power efficiency) should be calculated as a decimal where 1.0 is 100% efficiency.
Head Efficiency Equation Name |  | Equation Name | (0.0-1.0)% vs. ft | The power output efficiency coefficient as a function of the relative head, which is the gross head across the module divided by the design head (i.e. design head = 100%). | The X (relative head) should be given as decimals 1.0 referring to 100% efficient. The upper and lower bounds of X should at least span the operating range specified by the minimum and maximum operating limits. The Y value (power efficiency) should be calculated as a decimal where 1.0 is 100% efficiency.
Max Power |  | Numeric* | kW | The maximum possible power output of the unit. | This value is used to calculate generation capacity factors and is used to cap power output during the simulation. If the calculated power output is higher than the designated max power during a given timestep, then the power output is set to the max power. This input is optional and can be used to account for capacity limitations of the generator or other electrical equipment. If an input is not given, then the max power is set to the calculated power at the maximum operating head and flow.
Cost of Start-Stops |  | Numeric* | $ | The attributed cost of damages for one ramping cycle of the turbine. | A ramping cycle consists of turning the module on and off. Turbines often accumulate damage during these cycles as the flow rate passes through cavitation ranges. More frequent start/stops reduce the expected life of the turbine, which can increase maintenance costs. This metric is optional and is one way of calculating turbine operating costs as a function of operation, as opposed to static annual module or annual plant O&M costs.
Attribute | Value | Entry Type | Unit | Definition | Additional Description
Module Class | Fish Passage | Do Not Change | N/A | The type of module according to its primary function.
Name |  | Text | N/A | The name used to identify the module in figures.
Capital Cost |  | Numeric | $ | The capital cost for a module should include all fixed, one-time costs to prepare a module for operation. | These can include material, equipment, installation, transportation, etc.
Annual Operating Cost |  | Numeric | $ | The annual operating costs for a module should include all annualized expected costs for maintaining and operating the module. | Annual operating costs can also be set for the plant as a whole in the Cost Table tab.
Width |  | Numeric | ft | The module dimension along the dam axis from bank to bank, perpendicular to streamflow.
Length |  | Numeric | ft | The module dimension parallel to the flow of water.
Design Flow |  | Numeric | cfs | The flow required by the module during normal operation. | The module will not be operated if there is not sufficient flow to meet the design flow.
Operating Months |  | List of numbers (i.e. '1,2,3,4') or all | N/A | The months during which the module is on and is allocated flow. | Please input month numbers (Jan=1, Feb=2, Mar=3, etc.) separated by commas without spaces. During the operating months, modules are modeled to operate 24/7.
Instream or Diversion | N | Y for Off-stream/Diversion or N for Instream | N/A | Instream modules will be placed along the dam axis and will count towards the dam width. Diversion modules are placed on the banks in the facility schematic and can be used to represent bypasses. | This is used to calculate the number of required non-overflow modules.
Maximum Headwater Drop |  | Numeric* | ft | The maximum decrease in headwater elevation with respect to the normal operating level allowed during module operation.
Maximum Headwater Rise |  | Numeric* | ft | The maximum increase in headwater elevation with respect to the normal operating level allowed during module operation.
Minimum Tailwater Level |  | Numeric* | ft | The minimum tailwater elevation required for module operation.
Maximum Tailwater Level |  | Numeric* | ft | The maximum tailwater elevation allowable for module operation.
Attribute | Value | Entry Type | Unit | Definition | Additional Description
Module Class | Recreation | Do Not Change | N/A | The type of module according to its primary function.
Name |  | Text | N/A | The name used to identify the module in figures.
Capital Cost |  | Numeric | $ | The capital cost for a module should include all fixed, one-time costs to prepare a module for operation. | These can include material, equipment, installation, transportation, etc.
Annual Operating Cost |  | Numeric | $ | The annual operating costs for a module should include all annualized expected costs for maintaining and operating the module. | Annual operating costs can also be set for the plant as a whole in the Cost Table tab.
Width |  | Numeric | ft | The module dimension along the dam axis from bank to bank, perpendicular to streamflow.
Length |  | Numeric | ft | The module dimension parallel to the flow of water.
Design Flow |  | Numeric | cfs | The flow required by the module during normal operation. | The module will not be operated if there is not sufficient flow to meet the design flow.
Operating Months |  | List of numbers (i.e. '1,2,3,4') or all | N/A | The months during which the module is on and is allocated flow. | Please input month numbers (Jan=1, Feb=2, Mar=3, etc.) separated by commas without spaces. During the operating months, modules are modeled to operate 24/7.
Instream or Diversion | N | Y for Off-stream/Diversion or N for Instream | N/A | Instream modules will be placed along the dam axis and will count towards the dam width. Diversion modules are placed on the banks in the facility schematic and can be used to represent bypasses. | This is used to calculate the number of required non-overflow modules.
Maximum Headwater Drop |  | Numeric* | ft | The maximum decrease in headwater elevation with respect to the normal operating level allowed during module operation.
Maximum Headwater Rise |  | Numeric* | ft | The maximum increase in headwater elevation with respect to the normal operating level allowed during module operation.
Minimum Tailwater Level |  | Numeric* | ft | The minimum tailwater elevation required for module operation.
Maximum Tailwater Level |  | Numeric* | ft | The maximum tailwater elevation allowable for module operation.
Attribute | Value | Entry Type | Unit | Definition | Additional Description
Module Class | Sediment Passage | Do Not Change | N/A | The type of module according to its primary function.
Name |  | Text | N/A | The name used to identify the module in figures.
Capital Cost |  | Numeric | $ | The capital cost for a module should include all fixed, one-time costs to prepare a module for operation. | These can include material, equipment, installation, transportation, etc.
Annual Operating Cost |  | Numeric | $ | The annual operating costs for a module should include all annualized expected costs for maintaining and operating the module. | Annual operating costs can also be set for the plant as a whole in the Cost Table tab.
Width |  | Numeric | ft | The module dimension along the dam axis from bank to bank, perpendicular to streamflow.
Length |  | Numeric | ft | The module dimension parallel to the flow of water.
Design Flow |  | Numeric | cfs | The flow required by the module during normal operation. | The module will not be operated if there is not sufficient flow to meet the design flow.
Operating Months |  | List of numbers (i.e. '1,2,3,4') or all | N/A | The months during which the module is on and is allocated flow. | Please input month numbers (Jan=1, Feb=2, Mar=3, etc.) separated by commas without spaces. During the operating months, modules are modeled to operate 24/7.
Instream or Diversion | N | Y for Off-stream/Diversion or N for Instream | N/A | Instream modules will be placed along the dam axis and will count towards the dam width. Diversion modules are placed on the banks in the facility schematic and can be used to represent bypasses. | This is used to calculate the number of required non-overflow modules.
Operating Mode | Continuous | Continuous, Sluicing, or Flushing | N/A | The operating mode determines the conditions under which the module is allocated flow. | Sediment modules can be operated in one of three modes. Continuous: these modules operate at consistent design flows throughout the operating months. Sluicing: these modules operate whenever a designated inflow threshold is met. Flushing: these modules are used for drawdown flushing where the headpond level is decreased and sediment is passed through low-level outlets at high velocity.
Operating Flow |  | Numeric* | cfs | The minimum inflow threshold required to mobilize bed-load sediments and open the sluice gate. | Sediment sluices will only be allocated flow if the total inflow is greater than the operating flow.
Flushing Duration |  | Numeric* | days | The number of timesteps (days) required to flush the reservoir. | This input is only required when the module operates in flushing mode. During flushing events, all passage modules except for spillway and sediment modules are turned off.
Operating Frequency |  | Numeric* | flushes/year | The number of flushing events per year. | This input is only required when the module operates in flushing mode. During flushing events, all passage modules except for spillway and sediment modules are turned off. Flushing events occur at the first available time step. Flushing events outside of the simulation time are not considered.
Attribute | Value | Entry Type | Unit | Definition | Additional Description
Module Class | Water Passage | Do Not Change | N/A | The type of module according to its primary function.
Name |  | Text | N/A | The name used to identify the module in figures.
Capital Cost |  | Numeric | $ | The capital cost for a module should include all fixed, one-time costs to prepare a module for operation. | These can include material, equipment, installation, transportation, etc.
Annual Operating Cost |  | Numeric | $ | The annual operating costs for a module should include all annualized expected costs for maintaining and operating the module. | Annual operating costs can also be set for the plant as a whole in the Cost Table tab.
Width |  | Numeric | ft | The module dimension along the dam axis from bank to bank, perpendicular to streamflow.
Length |  | Numeric | ft | The module dimension parallel to the flow of water.
Design Flow |  | Numeric | cfs | Continuous operation: the flow required by the module during normal operation. Spillway operation: the maximum passable flood flow for the module. | The use of the water passage module design flow depends on the operating mode. If the mode is Continuous the module will not be operated if there is not sufficient flow to meet the design flow (similar to other modules). In the case of spillways (controlled or uncontrolled), the design flow describes the maximum passable flood, which is used to calculate the total design flood of all combined spillway modules. The spillway modules can be allocated flow up to the design flow. Any flow in excess will be counted as over-flow and incur a flooding penalty.
Operating Months |  | List of numbers (i.e. '1,2,3,4') or all | N/A | The months during which the module is on and is allocated flow. | During the operating months, modules are modeled to operate 24/7.
Instream or Diversion | N | Y for Off-stream/Diversion or N for Instream | N/A | Instream modules will be placed along the dam axis and will count towards the dam width. Diversion modules are placed on the banks in the facility schematic and can be used to represent bypasses. | This is used to calculate the number of required non-overflow modules.
Operating Mode | Continuous | Continuous,Controlled Spillway, or Uncontrolled Spillway | N/A | The operating mode determines the effect of spillway flow on the headwater elevation. | Water passage modules can operate in one of three modes. Continuous: these modules pass a constant discharge during the simulation timestep. Controlled Spillway: these modules can regulate the amount of flow through the module to maintain a constant headwater elevation. Uncontrolled Spillway: these modules pass flow, but are not able to regulate the headwater elevation (e.g. weirs).
Weir Coefficient |  | Numeric* | ft^(1/2)/s | A constant based on the shape of the weir. | This input is only required in uncontrolled spillway mode.
Crest Height |  | Numeric* | ft | The height of the top of the weir in reference to the bed elevation. | This input is only required in uncontrolled spillway mode. The crest height should be at least higher than the normal operating level
Attribute | Value | Entry Type | Unit | Definition | Additional Description
Module Class | Foundation | Text | N/A | The type of module according to its primary function. | The type of module according to its primary function.
Name |  | Text | N/A | The name used to identify the module in figures.
Capital Cost |  | Numeric | $ | The capital cost for a module should include all fixed, one-time costs to prepare a module for operation. | The capital cost for a given module should include all fixed, one-time costs to prepare a module for operation. These can include material, equipment, installation, transportation, etc.
Annual Operating Cost |  | Numeric | $ | The annual operating costs for a module should include all annualized expected costs for maintaining and operating the module. | The annual operating costs for a given module should include all annualized expected costs for maintaining and operating the module. Annual operating costs can also be set for the plant as a whole in the Cost Table tab.
Width |  | Numeric | ft | The module dimension along the dam axis from bank to bank, perpendicular to streamflow. | The module dimension along the dam axis from bank to bank, perpendicular to streamflow.
Length |  | Numeric | ft | The module dimension parallel to the flow of water. | The module dimension parallel to the flow of water.
Attribute | Value | Entry Type | Unit | Definition | Additional Description
Module Class | Non-overflow | Text | N/A | The type of module according to its primary function. | The type of module according to its primary function.
Name |  | Text | N/A | The name used to identify the module in figures.
Capital Cost |  | Numeric | $ | The capital cost for a module should include all fixed, one-time costs to prepare a module for operation. | The capital cost for a given module should include all fixed, one-time costs to prepare a module for operation. These can include material, equipment, installation, transportation, etc.
Annual Operating Cost |  | Numeric | $ | The annual operating costs for a module should include all annualized expected costs for maintaining and operating the module. | The annual operating costs for a given module should include all annualized expected costs for maintaining and operating the module. Annual operating costs can also be set for the plant as a whole in the Cost Table tab.
Width |  | Numeric | ft | The module dimension along the dam axis from bank to bank, perpendicular to streamflow. | The module dimension along the dam axis from bank to bank, perpendicular to streamflow.
Length |  | Numeric | ft | The module dimension parallel to the flow of water. | The module dimension parallel to the flow of water.
Directions: Modules can be added to the waterSHED model by copy and pasting the templates for one of the module classes into the module library tab in the next available column and filling in the entries (orange boxes). The entry types, units, definitions, and additional descriptions are provided to help guide your inputs. The user interface has some additional functionality, so it may be best to create modules in the tool and export them to the waterSHED workbook. Make sure to copy and paste the boxes with the thick black borders and do not leave spaces between module columns.

## Module Library
Attribute | Value | Attribute | Value | Attribute | Value | Attribute | Value | Attribute | Value | Attribute | Value | Attribute | Value
Module Class | Generation | Module Class | Fish Passage | Module Class | Recreation | Module Class | Sediment Passage | Module Class | Water Passage | Module Class | Foundation | Module Class | Non-overflow
Name |  | Name |  | Name |  | Name |  | Name |  | Name |  | Name
Capital Cost |  | Capital Cost |  | Capital Cost |  | Capital Cost |  | Capital Cost |  | Capital Cost |  | Capital Cost
Annual Operating Cost |  | Annual Operating Cost |  | Annual Operating Cost |  | Annual Operating Cost |  | Annual Operating Cost |  | Annual Operating Cost |  | Annual Operating Cost
Width |  | Width |  | Width |  | Width |  | Width |  | Width |  | Width
Length |  | Length |  | Length |  | Length |  | Length |  | Length |  | Length
Design Flow |  | Design Flow |  | Design Flow |  | Design Flow |  | Design Flow
Operating Months |  | Operating Months |  | Operating Months |  | Operating Months |  | Operating Months
Off-stream (Y/N) |  | Off-stream (Y/N) |  | Off-stream (Y/N) |  | Off-stream (Y/N) |  | Off-stream (Y/N)
Minimum Operating Flow |  | Maximum Headwater Drop |  | Maximum Headwater Drop |  | Operating Mode |  | Operating Mode
Maximum Operating Flow |  | Maximum Headwater Rise |  | Maximum Headwater Rise |  | Operating Flow |  | Weir Coefficient
Minimum Operating Head |  | Minimum Tailwater Level |  | Minimum Tailwater Level |  | Flushing Duration |  | Crest Height
Design Head |  | Maximum Tailwater Level |  | Maximum Tailwater Level |  | Operating Frequency
Maximum Operating Head
Flow Efficiency Equation Name
Head Efficiency Equation Name
Max Power
Cost of Start-Stops
Directions: Copy and paste module templates from the previous tabs into the next available column and fill in the orange entries. Please place 'N/A' in entries that are optional and not used. Please do not leave blank columns or rows between template boxes.

## Costs
Cost Attributes | Values | Entry Type | Unit | Definition | Additional Description
Energy Price | 60 | Numeric | $/MWh | The average price of energy. | Average wholesale energy prices can range from $20/MWh to $60/MWh depending on the region and market trends while hydropower plants typically recieve power purchase agreements for 40-50 $/MWh per the US Hydropower Market Report (2021).
Additional Capital Costs | 818000 | Numeric | $ | The one-time, fixed expenses incurred on capital assets that are not covered by the module capital costs. | This can be used to include the costs for buildings, property, electrical equipment, etc. that do retain value after commissioning. This cost category is included in the initial capital costs (ICC) calculation.
Additional Non-Capital Costs | 1268400 | Numeric | $ | The one-time expenses incurred during the development process that do not involve capital assets. | This can be used to include the costs for the care of water, parking, recreational features, etc. that do not retain value after commissioning. This cost category is not included in the initial capital costs (ICC) calculation.
Excavation Rate | 0 | Numeric | $/ft2 | The cost to excavate overburden material as a function of dam foundation area. | This is one option for pricing excavation. The cost to excavate is this value times the total area of all modules. These costs can also be incorporated into the module capital costs or in the additional cost categories above.
Overhead Cost | 4 | Numeric | (%) Percent of ICC | The cost of overhead activities such as licensing and administration. | Can be input as either a lump sum or as a percent of initial capital costs (ICC). If entered as percent of ICC, please enter as 0-100, rather than as a decimal.
Engineering Cost | 6 | Numeric | (%) Percent of ICC | The cost of engineering activities. | Can be input as either a lump sum or as a percent of initial capital costs (ICC). If entered as percent of ICC, please enter as 0-100, rather than as a decimal.
Contingency Allowance | 10 | Numeric | (%) Percent of ICC | The cost of unexpected expenditures. | Can be input as either a lump sum or as a percent of initial capital costs (ICC). If entered as percent of ICC, please enter as 0-100, rather than as a decimal.
Annual O&M Cost | 6 | Numeric | (%) Percent of ICC | The annual cost to operate and maintain the facility. | Can be input as either a lump sum or as a percent of initial capital costs (ICC). If entered as percent of ICC, please enter as 0-100, rather than as a decimal.
Value of Recreation | 0 | Numeric | $/hr | The revenue associated with each recreation module as a functional of availability. | While recreation may not be monetized in practice, this is one option for incorporating the value of recreational features to the public.
Flood Cost | 0 | Numeric | $/cfs | The cost per unit of flow exceeding the facility hydraulic capacity during a given timestep. | Any flow exceeding the flow capacity of all modules will be called over-flow and will incur a flood cost equal to this value times the amount of excess flow.
Discount Rate | 7 | Numeric | % | The rate used to discount future cashflows and determine the present value of those cashflows. | This value is used in the calculation of net present value. Please enter as 0-100, rather than as a decimal (i.e. 8% should be entered as 8, and not 0.08)
Project Life | 40 | Numeric | yr | The expected duration of project operation before plant retirement. | This value is used in the calculation of net present value.
Directions: Please input values into the orange cells. The default input should be zero for inputs that you are not using.
Note on B3: [Threaded comment] Your version of Excel allows you to read this threaded comment; however, any edits to it will get removed if the file is opened in a newer version of Excel. Learn more: https://go.microsoft.com/fwlink/?linkid=870924 Comment: Electrical & Control Building +Fixed component of Switchyard & Interconnection (See Analysis 1 results for determination)
Note on B4: [Threaded comment] Your version of Excel allows you to read this threaded comment; however, any edits to it will get removed if the file is opened in a newer version of Excel. Learn more: https://go.microsoft.com/fwlink/?linkid=870924 Comment: Preliminary & General + Care of Water parameterized by stream width (see Analysis 1 Results for the determination)

## Preferences
Simulation Preferences | Value | Entry Type | Unit | Definition | Additional Description
Normal Operating Level | 13.5 | Numeric | ft | The headwater elevation with respect to the bed elevation at the dam axis that is maintained during normal operation. | If the spillway is controlled, then the headwater level is assumed constant at the normal operating level. If the spillway is uncontrolled, then the crest height must be at least as high as the normal operating level, and any flow allocated to the spillway causes the headwater level to increase.
Test Data Start Date | 2010-01-01 | Date | MM/DD/YYYY | The start date for the simulation period. | The start date must be within the range of dates in the inflows tab.
Test Data End Date | 2020-01-01 | Date | MM/DD/YYYY | The end date for the simulation period. | The end date must be within the range of dates in the inflows tab.
Generation dispatch mode | Peak Ramping | Design Ramping, Peak Ramping, Simple Greedy, Advanced Greedy | N/A | The method used to allocate flow between the generation modules. | Design Ramping - turbines are ramped from smallest to largest. When flow is available, modules are ramped to the design flow before turning on the next module. This method is the fastest and is best used when peak efficiencies occur at the design flow. Peak Ramping - turbines are ramped from smallest to largest. When flow is available, modules are ramped to the peak efficiency flow before ramping the next module. Once all modules are ramped to the peak efficiency, then they are ramped to the design flow. If turbine overrun is allowed, then they are also ramped to the max operating flow in order of smallest to largest. This method is between the other two in terms of speed and should be used for turbines where the peak efficiency is not close to the design flow (e.g., Kaplan turbines). Simple Greedy - a greedy algorithm is used to determine the distribution of flows across modules. As the turbines are ramped, the algorithm sequentially allocates the next unit of flow to the turbine with the largest increase in power output. This method is the slowest method and may be used when using modules of different sizes. Advanced greedy - this method is a combination of peak ramping and the greedy algorithm. Modules are first ramped to the peak efficiency flow. Then flow is allocated to turn on modules if flow is available. Then a greedy algorithm allocates the remaining flow between turbines that are on. This method is most likely to find the optimal dispatch of modules, but takes more time than the peak ramping approach, which has similar performance for most turbines.
Allow Turbine Over-run | N | Text | Y for Yes or N for No | This determines whether the generation modules can be allocated flow greater than the design flow when excess flow is available. | If yes, then all modules will first be allocated their design flow and then will be ramped up to their max flow if flow is available. This allows the modules to generate more power, but at lower efficiencies. If no, then the module cannot be allocated flow above the design flow.
Spillway Notch Flow |  | Numeric* | cfs | The flow allocated to the spillway that can help meet minimum flows, but does not affect headwater calculations. | This value is optional and can be used to represent cuts or notches in the weir that provide spillway flows that do not contribute to the headwater relationship. This enables the spillway to more accurately calculate the headwater at each timestep and the flow allocation during fish passage modeling.
Spillway Minimum Flow |  | Numeric* | cfs (Constant) | The flow required to be allocated to the spillway prior to allocation of any other modules. | Can be input as either a constant flow rate or as a percent of daily inflow. If entered as percent, please enter as 0-100, rather than as a decimal.This value is optional and can be used to meet minimum flow requirements, which are flows that must be passed downstream without passage through turbines. During simulation the flow will be allocated to the spillway prior to operation of any other modules. Currently these minimum flows can only be passed through the spillway, although we recommend setting a high priority for another module if you wish to pass minimum flows through another module.
Operation Priority Rankings
Generation | 3 | Numeric | (1-5) | The order with which modules are prioritized during flow allocation. | 1 represents first to be operated, 5 represents last to be operated. Modules within the same class are operated in order of increasing design flow (smallest modules first). Spillway modules are always operated last.
Sediment Passage | 4 | Numeric | (1-5) | The order with which modules are prioritized during flow allocation. | 1 represents first to be operated, 5 represents last to be operated. Modules within the same class are operated in order of increasing design flow (smallest modules first). Spillway modules are always operated last.
Aquatic Species | 2 | Numeric | (1-5) | The order with which modules are prioritized during flow allocation. | 1 represents first to be operated, 5 represents last to be operated. Modules within the same class are operated in order of increasing design flow (smallest modules first). Spillway modules are always operated last.
Recreation | 1 | Numeric | (1-5) | The order with which modules are prioritized during flow allocation. | 1 represents first to be operated, 5 represents last to be operated. Modules within the same class are operated in order of increasing design flow (smallest modules first). Spillway modules are always operated last.
Water Passage | 5 | Numeric | (1-5) | The order with which modules are prioritized during flow allocation. | 1 represents first to be operated, 5 represents last to be operated. Modules within the same class are operated in order of increasing design flow (smallest modules first). Spillway modules are always operated last.
Directions: For the operation priority rankings, the module classes must be put in order from 1-5. There cannot be repeated numbers and all classes must have a number.

## Equations
Attribute | Value | Attribute | Value | Attribute | Value
Equation Name | Stage-Discharge Curve 1 | Equation Name | Stage-Discharge Curve 2 | Equation Name | Geometric reservoir (Nelson coefficient)
Form | Power | Form | Linear | Form | Power
a | 0.21 | a | 0.00026 | a | 86667
b | 0.377 | b | 4.2 | b | 2
c | 0 | c |  | c | 0
X Lower Bound | 0 | Lower Bound | 10000 | Lower Bound
X Upper Bound | 10000 | Upper Bound | 35000 | Upper Bound
X Label | Discharge (cfs) | X Label | Discharge (cfs) | X Label | Headwater level (ft)
Y Label | Stage (ft) | Y Label | Stage (ft) | Y Label | Reservoir volume (ft3)
Directions: This page is used to input equations that are used throughout the tool. There are currently three types of equations to choose from (described below). To add an equation, copy and paste an input table bounded by thick black lines into the adjacent column. The name of the equation is used to connect the input to the proper equation. Equations can also be entered in the user interface.
Constant: y = a
Linear: y = ax + b
Power: y = ax^b + c
Polynomial-2: y = ax^2+bx+c
The a, b, and c rows can be used to input equation coefficients. Entries for a, b, and c will only be used if the equation form requires it.

## DO NOT EDIT
(%) Percent of ICC | Constant | Y | Continuous | Continuous | 1 | cfs (Constant) | Design Ramping
($) Total Cost | Linear | N | Sluicing | Controlled Spillway | 2 | % (Percent of inflow) | Peak Ramping
| Power |  | Flushing | Uncontrolled Spillway | 3 |  | Simple Greedy
| Polynomial-2 |  |  |  | 4 |  | Advanced Greedy
5