## Introduction
Welcome to the waterSHED Model Workbook!
This workbook allows you to interact with the waterSHED model in spreadsheet form, rather than using the user interface to enter inputs. While this form does not have as many functionalities as the user interface it enables you to better save your inputs between runs. In order to simulate an SMH facility you must fill out the following objects: a site (including historical inflow data), a module library, costs, and preferences. Directions unique to each sheet are given on the respective sheet. General directions are described below.
Throughout the workbook, you will several formats and tips to guide your inputs:
Orange box = input |  | Gage Number
Asterisk (*) = optional (please enter N/A if not using) | * | 01471510
Thick black border = Copy and paste this selection
Descriptions, units, and entry types are provided for each input. For more information about the inputs, please refer to the User Guide. The entry types used are:
Text | Please input a string
Numeric | Please input a number
Date | Please enter a date in MM/DD/YYYY format
List | Possible inputs will be given as drop-down menus
Equation Name | Please create an Equation in the Equations tab and then input the name in the corresponding input
In order to get the inputs from the workbook into the tool, make sure this file is saved in the Workbooks folder and closed before running the model. The tool cannot read this file if it is open. Then press the "Import from workbook" buttons throughout and input the file name along with any directory preceding (ex. "Data/waterSHED_workbook"). You do not need to input then file type.
Please refer comments and questions to watershed.model.ornl@gmail.com

## Site
Site Characteristics | Value | Entry Type | Unit | Definition | Additional Description
Site Name | Schuylkill | Text | N/A | The name of the project. | This value is used to identify simulation runs.
Stream Width | 381 | Numeric | ft | The distance between left and right banks along the dam axis at the height corresponding to the defined normal operating level. | This value is used as a minimum for the total width of instream modules.
Dam Bed Elevation | 155 | Numeric* | ft amsl | The bed elevation above mean sea level at the dam axis. | This input is solely used for graphics and is set to a default of 100ft asl.
Stream Slope | 0.0012 | Numeric* | ft/ft | The average stream slope of the stream reach prior to development. | This value is used in several places including the sediment entrainment and reservoir volume model support tools.
Trap Efficiency Parameter | 0.0079 | Numeric* | unitless (0-1) | A dimensionless sedimentation factor (Beta) used with the Siyam (2000) formulation of the Brune model to reflect the reduction un reservoir storage capacity due to sedimentation. | A value of 1 resembles a mixer tank where all sediment is kept in suspension, while a value close to 0 resembles a desilting basin where all sediment falls out of suspension. Thus, smaller values indicate a greater likelihood of sedimentation, which can result from many factors including larger sediment sizes. The original Brune curve illustrated upper, median, and lower curves with values of 0.0055, 0.0079, and 0.015, respectively.
Stage-Discharge Equation Name | Stage-Discharge Curve 1 + Stage-Discharge Curve 2 | Equation Name | N/A | The water depth in the stream prior to development as a function of inflow. | The Y value is the river stage in (ft) and the X value is the inflow in (cfs). This equation is used to determine the tailwater elevation after development, which is assumed to maintain similar hydraulic properties.
Stage-Storage Equation Name | Geometric reservoir (Nelson coefficient) | Equation Name* | N/A | The reservoir volume as a function of the headwater elevation. | The Y value is the reservoir volume (ft3) and the X value is the headwater elevation (ft). This equation is used to calculate the sediment trapping efficiency.

## Inflows
dateTime | Discharge (cfs)
2000-01-01 | 1000
2000-01-02 | 966
2000-01-03 | 985
2000-01-04 | 1030
2000-01-05 | 1150
2000-01-06 | 991
2000-01-07 | 876
2000-01-08 | 794
2000-01-09 | 762
2000-01-10 | 969
2000-01-11 | 2520
2000-01-12 | 2210
2000-01-13 | 1970
2000-01-14 | 1600
2000-01-15 | 1270
2000-01-16 | 1300
2000-01-17 | 1110
2000-01-18 | 1020
2000-01-19 | 940
2000-01-20 | 900
2000-01-21 | 860
2000-01-22 | 800
2000-01-23 | 880
2000-01-24 | 920
2000-01-25 | 820
2000-01-26 | 780
2000-01-27 | 740
2000-01-28 | 700
2000-01-29 | 660
2000-01-30 | 640
2000-01-31 | 660
2000-02-01 | 680
2000-02-02 | 640
2000-02-03 | 600
2000-02-04 | 620
2000-02-05 | 640
2000-02-06 | 620
2000-02-07 | 580
2000-02-08 | 530
2000-02-09 | 520
2000-02-10 | 500
2000-02-11 | 490
2000-02-12 | 470
2000-02-13 | 440
2000-02-14 | 600
2000-02-15 | 1600
2000-02-16 | 1200
2000-02-17 | 1700
2000-02-18 | 1500
2000-02-19 | 1400
2000-02-20 | 1300
2000-02-21 | 1200
2000-02-22 | 1100
2000-02-23 | 1100
2000-02-24 | 1500
2000-02-25 | 2280
2000-02-26 | 3500
2000-02-27 | 3570
2000-02-28 | 5760
2000-02-29 | 5850
2000-03-01 | 4440
2000-03-02 | 3460
2000-03-03 | 2890
2000-03-04 | 2520
2000-03-05 | 2280
2000-03-06 | 2010
2000-03-07 | 1810
2000-03-08 | 1790
2000-03-09 | 1670
2000-03-10 | 1490
2000-03-11 | 1630
2000-03-12 | 3370
2000-03-13 | 3130
2000-03-14 | 2900
2000-03-15 | 2690
2000-03-16 | 2510
2000-03-17 | 3370
2000-03-18 | 3170
2000-03-19 | 2930
2000-03-20 | 2640
2000-03-21 | 3310
2000-03-22 | 15000
2000-03-23 | 9810
2000-03-24 | 7030
2000-03-25 | 5330
2000-03-26 | 4530
2000-03-27 | 3880
2000-03-28 | 5390
2000-03-29 | 5190
2000-03-30 | 4040
2000-03-31 | 3250
2000-04-01 | 2800
2000-04-02 | 2580
2000-04-03 | 2430
2000-04-04 | 2720
2000-04-05 | 2670
2000-04-06 | 2270
2000-04-07 | 2110
2000-04-08 | 2070
2000-04-09 | 2870
2000-04-10 | 2860
2000-04-11 | 2750
2000-04-12 | 2590
2000-04-13 | 2300
2000-04-14 | 2120
2000-04-15 | 2000
2000-04-16 | 1960
2000-04-17 | 1920
2000-04-18 | 1940
2000-04-19 | 1720
2000-04-20 | 1540
2000-04-21 | 1620
2000-04-22 | 1970
2000-04-23 | 1820
2000-04-24 | 1700
2000-04-25 | 1580
2000-04-26 | 1520
2000-04-27 | 1540
2000-04-28 | 1480
2000-04-29 | 1410
2000-04-30 | 1360
2000-05-01 | 1240
2000-05-02 | 1220
2000-05-03 | 1170
2000-05-04 | 1100
2000-05-05 | 1070
2000-05-06 | 1070
2000-05-07 | 1040
2000-05-08 | 1010
2000-05-09 | 955
2000-05-10 | 934
2000-05-11 | 1800
2000-05-12 | 1400
2000-05-13 | 1330
2000-05-14 | 2150
2000-05-15 | 1640
2000-05-16 | 1430
2000-05-17 | 1300
2000-05-18 | 1210
2000-05-19 | 1690
2000-05-20 | 2090
2000-05-21 | 2000
2000-05-22 | 1970
2000-05-23 | 2610
2000-05-24 | 3570
2000-05-25 | 4600
2000-05-26 | 3800
2000-05-27 | 2860
2000-05-28 | 2500
2000-05-29 | 2200
2000-05-30 | 1890
2000-05-31 | 1590
2000-06-01 | 1480
2000-06-02 | 1390
2000-06-03 | 1260
2000-06-04 | 1150
2000-06-05 | 1100
2000-06-06 | 1900
2000-06-07 | 1930
2000-06-08 | 1250
2000-06-09 | 1050
2000-06-10 | 964
2000-06-11 | 895
2000-06-12 | 1290
2000-06-13 | 1900
2000-06-14 | 1950
2000-06-15 | 1490
2000-06-16 | 1380
2000-06-17 | 1280
2000-06-18 | 1230
2000-06-19 | 1250
2000-06-20 | 1110
2000-06-21 | 1090
2000-06-22 | 2050
2000-06-23 | 1810
2000-06-24 | 1390
2000-06-25 | 1330
2000-06-26 | 5480
2000-06-27 | 5110
2000-06-28 | 3040
2000-06-29 | 2130
2000-06-30 | 2100
2000-07-01 | 1820
2000-07-02 | 1640
2000-07-03 | 1470
2000-07-04 | 1380
2000-07-05 | 1280
2000-07-06 | 1100
2000-07-07 | 995
2000-07-08 | 905
2000-07-09 | 871
2000-07-10 | 866
2000-07-11 | 868
2000-07-12 | 802
2000-07-13 | 754
2000-07-14 | 719
2000-07-15 | 885
2000-07-16 | 1050
2000-07-17 | 851
2000-07-18 | 774
2000-07-19 | 730
2000-07-20 | 726
2000-07-21 | 680
2000-07-22 | 673
2000-07-23 | 590
2000-07-24 | 584
2000-07-25 | 631
2000-07-26 | 651
2000-07-27 | 640
2000-07-28 | 594
2000-07-29 | 577
2000-07-30 | 867
2000-07-31 | 1880
2000-08-01 | 1950
2000-08-02 | 5850
2000-08-03 | 3040
2000-08-04 | 3230
2000-08-05 | 2300
2000-08-06 | 1790
2000-08-07 | 1720
2000-08-08 | 1380
2000-08-09 | 1160
2000-08-10 | 1030
2000-08-11 | 902
2000-08-12 | 903
2000-08-13 | 859
2000-08-14 | 855
2000-08-15 | 824
2000-08-16 | 761
2000-08-17 | 649
2000-08-18 | 614
2000-08-19 | 605
2000-08-20 | 558
2000-08-21 | 506
2000-08-22 | 458
2000-08-23 | 453
2000-08-24 | 506
2000-08-25 | 537
2000-08-26 | 487
2000-08-27 | 497
2000-08-28 | 548
2000-08-29 | 512
2000-08-30 | 477
2000-08-31 | 457
2000-09-01 | 521
2000-09-02 | 914
2000-09-03 | 643
2000-09-04 | 569
2000-09-05 | 536
2000-09-06 | 505
2000-09-07 | 468
2000-09-08 | 423
2000-09-09 | 390
2000-09-10 | 401
2000-09-11 | 395
2000-09-12 | 386
2000-09-13 | 781
2000-09-14 | 741
2000-09-15 | 788
2000-09-16 | 635
2000-09-17 | 506
2000-09-18 | 458
2000-09-19 | 744
2000-09-20 | 1770
2000-09-21 | 1290
2000-09-22 | 903
2000-09-23 | 651
2000-09-24 | 618
2000-09-25 | 622
2000-09-26 | 757
2000-09-27 | 874
2000-09-28 | 703
2000-09-29 | 595
2000-09-30 | 553
2000-10-01 | 535
2000-10-02 | 576
2000-10-03 | 637
2000-10-04 | 707
2000-10-05 | 1270
2000-10-06 | 1190
2000-10-07 | 1010
2000-10-08 | 929
2000-10-09 | 899
2000-10-10 | 819
2000-10-11 | 716
2000-10-12 | 659
2000-10-13 | 613
2000-10-14 | 617
2000-10-15 | 613
2000-10-16 | 536
2000-10-17 | 450
2000-10-18 | 559
2000-10-19 | 844
2000-10-20 | 622
2000-10-21 | 585
2000-10-22 | 553
2000-10-23 | 512
2000-10-24 | 481
2000-10-25 | 460
2000-10-26 | 463
2000-10-27 | 465
2000-10-28 | 475
2000-10-29 | 445
2000-10-30 | 416
2000-10-31 | 384
2000-11-01 | 385
2000-11-02 | 397
2000-11-03 | 384
2000-11-04 | 388
2000-11-05 | 389
2000-11-06 | 377
2000-11-07 | 404
2000-11-08 | 425
2000-11-09 | 419
2000-11-10 | 682
2000-11-11 | 821
2000-11-12 | 590
2000-11-13 | 523
2000-11-14 | 592
2000-11-15 | 590
2000-11-16 | 472
2000-11-17 | 444
2000-11-18 | 428
2000-11-19 | 422
2000-11-20 | 406
2000-11-21 | 380
2000-11-22 | 369
2000-11-23 | 366
2000-11-24 | 354
2000-11-25 | 355
2000-11-26 | 522
2000-11-27 | 970
2000-11-28 | 842
2000-11-29 | 725
2000-11-30 | 703
2000-12-01 | 674
2000-12-02 | 577
2000-12-03 | 532
2000-12-04 | 490
2000-12-05 | 487
2000-12-06 | 474
2000-12-07 | 466
2000-12-08 | 464
2000-12-09 | 454
2000-12-10 | 450
2000-12-11 | 445
2000-12-12 | 441
2000-12-13 | 436
2000-12-14 | 682
2000-12-15 | 1120
2000-12-16 | 1010
2000-12-17 | 9280
2000-12-18 | 11500
2000-12-19 | 6160
2000-12-20 | 4680
2000-12-21 | 3290
2000-12-22 | 2320
2000-12-23 | 1840
2000-12-24 | 1600
2000-12-25 | 1410
2000-12-26 | 1240
2000-12-27 | 1140
2000-12-28 | 1050
2000-12-29 | 994
2000-12-30 | 954
2000-12-31 | 914
2001-01-01 | 873
2001-01-02 | 846
2001-01-03 | 787
2001-01-04 | 829
2001-01-05 | 811
2001-01-06 | 815
2001-01-07 | 774
2001-01-08 | 770
2001-01-09 | 733
2001-01-10 | 644
2001-01-11 | 613
2001-01-12 | 615
2001-01-13 | 581
2001-01-14 | 570
2001-01-15 | 584
2001-01-16 | 587
2001-01-17 | 609
2001-01-18 | 650
2001-01-19 | 892
2001-01-20 | 1480
2001-01-21 | 1300
2001-01-22 | 997
2001-01-23 | 917
2001-01-24 | 890
2001-01-25 | 850
2001-01-26 | 843
2001-01-27 | 783
2001-01-28 | 729
2001-01-29 | 689
2001-01-30 | 943
2001-01-31 | 1800
2001-02-01 | 1880
2001-02-02 | 1910
2001-02-03 | 1840
2001-02-04 | 1670
2001-02-05 | 1670
2001-02-06 | 1640
2001-02-07 | 1530
2001-02-08 | 1470
2001-02-09 | 1370
2001-02-10 | 1620
2001-02-11 | 2010
2001-02-12 | 1900
2001-02-13 | 1860
2001-02-14 | 1820
2001-02-15 | 1800
2001-02-16 | 1740
2001-02-17 | 1910
2001-02-18 | 1750
2001-02-19 | 1650
2001-02-20 | 1630
2001-02-21 | 1600
2001-02-22 | 1460
2001-02-23 | 1390
2001-02-24 | 1340
2001-02-25 | 1370
2001-02-26 | 1670
2001-02-27 | 1720
2001-02-28 | 1660
2001-03-01 | 1600
2001-03-02 | 1570
2001-03-03 | 1510
2001-03-04 | 1470
2001-03-05 | 1540
2001-03-06 | 1430
2001-03-07 | 1400
2001-03-08 | 1510
2001-03-09 | 1480
2001-03-10 | 1470
2001-03-11 | 1460
2001-03-12 | 1460
2001-03-13 | 2300
2001-03-14 | 3000
2001-03-15 | 2820
2001-03-16 | 2640
2001-03-17 | 2680
2001-03-18 | 2570
2001-03-19 | 2360
2001-03-20 | 2220
2001-03-21 | 2280
2001-03-22 | 2830
2001-03-23 | 2580
2001-03-24 | 2360
2001-03-25 | 2220
2001-03-26 | 2020
2001-03-27 | 1710
2001-03-28 | 1570
2001-03-29 | 1490
2001-03-30 | 3450
2001-03-31 | 4080
2001-04-01 | 3470
2001-04-02 | 3020
2001-04-03 | 2600
2001-04-04 | 2330
2001-04-05 | 2000
2001-04-06 | 1920
2001-04-07 | 2180
2001-04-08 | 1910
2001-04-09 | 1840
2001-04-10 | 1930
2001-04-11 | 1870
2001-04-12 | 2070
2001-04-13 | 2070
2001-04-14 | 1990
2001-04-15 | 1910
2001-04-16 | 2300
2001-04-17 | 2300
2001-04-18 | 2590
2001-04-19 | 2330
2001-04-20 | 2100
2001-04-21 | 2040
2001-04-22 | 1950
2001-04-23 | 1790
2001-04-24 | 1600
2001-04-25 | 1480
2001-04-26 | 1400
2001-04-27 | 1350
2001-04-28 | 1310
2001-04-29 | 1230
2001-04-30 | 1150
2001-05-01 | 1080
2001-05-02 | 1080
2001-05-03 | 1010
2001-05-04 | 951
2001-05-05 | 898
2001-05-06 | 858
2001-05-07 | 822
2001-05-08 | 766
2001-05-09 | 717
2001-05-10 | 713
2001-05-11 | 693
2001-05-12 | 673
2001-05-13 | 660
2001-05-14 | 615
2001-05-15 | 596
2001-05-16 | 584
2001-05-17 | 581
2001-05-18 | 583
2001-05-19 | 591
2001-05-20 | 573
2001-05-21 | 743
2001-05-22 | 1270
2001-05-23 | 1320
2001-05-24 | 971
2001-05-25 | 696
2001-05-26 | 831
2001-05-27 | 1280
2001-05-28 | 1330
2001-05-29 | 1280
2001-05-30 | 1200
2001-05-31 | 1060
2001-06-01 | 999
2001-06-02 | 1210
2001-06-03 | 1190
2001-06-04 | 1100
2001-06-05 | 884
2001-06-06 | 795
2001-06-07 | 725
2001-06-08 | 680
2001-06-09 | 632
2001-06-10 | 599
2001-06-11 | 584
2001-06-12 | 593
2001-06-13 | 635
2001-06-14 | 606
2001-06-15 | 526
2001-06-16 | 600
2001-06-17 | 1350
2001-06-18 | 1030
2001-06-19 | 842
2001-06-20 | 742
2001-06-21 | 733
2001-06-22 | 2150
2001-06-23 | 4160
2001-06-24 | 2240
2001-06-25 | 1620
2001-06-26 | 1380
2001-06-27 | 1200
2001-06-28 | 1010
2001-06-29 | 837
2001-06-30 | 799
2001-07-01 | 896
2001-07-02 | 1030
2001-07-03 | 757
2001-07-04 | 724
2001-07-05 | 890
2001-07-06 | 1050
2001-07-07 | 777
2001-07-08 | 682
2001-07-09 | 1080
2001-07-10 | 773
2001-07-11 | 684
2001-07-12 | 631
2001-07-13 | 526
2001-07-14 | 494
2001-07-15 | 471
2001-07-16 | 454
2001-07-17 | 502
2001-07-18 | 553
2001-07-19 | 522
2001-07-20 | 428
2001-07-21 | 419
2001-07-22 | 402
2001-07-23 | 376
2001-07-24 | 337
2001-07-25 | 586
2001-07-26 | 2220
2001-07-27 | 1110
2001-07-28 | 682
2001-07-29 | 578
2001-07-30 | 527
2001-07-31 | 468
2001-08-01 | 433
2001-08-02 | 395
2001-08-03 | 369
2001-08-04 | 552
2001-08-05 | 601
2001-08-06 | 525
2001-08-07 | 416
2001-08-08 | 374
2001-08-09 | 351
2001-08-10 | 494
2001-08-11 | 484
2001-08-12 | 553
2001-08-13 | 529
2001-08-14 | 523
2001-08-15 | 455
2001-08-16 | 394
2001-08-17 | 349
2001-08-18 | 320
2001-08-19 | 316
2001-08-20 | 329
2001-08-21 | 326
2001-08-22 | 308
2001-08-23 | 310
2001-08-24 | 331
2001-08-25 | 353
2001-08-26 | 333
2001-08-27 | 325
2001-08-28 | 319
2001-08-29 | 318
2001-08-30 | 298
2001-08-31 | 326
2001-09-01 | 366
2001-09-02 | 349
2001-09-03 | 292
2001-09-04 | 444
2001-09-05 | 449
2001-09-06 | 344
2001-09-07 | 301
2001-09-08 | 291
2001-09-09 | 284
2001-09-10 | 323
2001-09-11 | 306
2001-09-12 | 295
2001-09-13 | 273
2001-09-14 | 314
2001-09-15 | 332
2001-09-16 | 296
2001-09-17 | 291
2001-09-18 | 274
2001-09-19 | 291
2001-09-20 | 420
2001-09-21 | 882
2001-09-22 | 605
2001-09-23 | 404
2001-09-24 | 519
2001-09-25 | 2590
2001-09-26 | 1760
2001-09-27 | 1160
2001-09-28 | 877
2001-09-29 | 725
2001-09-30 | 631
2001-10-01 | 563
2001-10-02 | 512
2001-10-03 | 483
2001-10-04 | 460
2001-10-05 | 435
2001-10-06 | 440
2001-10-07 | 426
2001-10-08 | 401
2001-10-09 | 417
2001-10-10 | 470
2001-10-11 | 477
2001-10-12 | 472
2001-10-13 | 461
2001-10-14 | 470
2001-10-15 | 659
2001-10-16 | 768
2001-10-17 | 627
2001-10-18 | 619
2001-10-19 | 505
2001-10-20 | 400
2001-10-21 | 391
2001-10-22 | 384
2001-10-23 | 370
2001-10-24 | 315
2001-10-25 | 310
2001-10-26 | 314
2001-10-27 | 297
2001-10-28 | 298
2001-10-29 | 295
2001-10-30 | 293
2001-10-31 | 296
2001-11-01 | 301
2001-11-02 | 306
2001-11-03 | 303
2001-11-04 | 296
2001-11-05 | 294
2001-11-06 | 315
2001-11-07 | 306
2001-11-08 | 304
2001-11-09 | 303
2001-11-10 | 300
2001-11-11 | 295
2001-11-12 | 289
2001-11-13 | 284
2001-11-14 | 288
2001-11-15 | 305
2001-11-16 | 334
2001-11-17 | 334
2001-11-18 | 327
2001-11-19 | 319
2001-11-20 | 318
2001-11-21 | 327
2001-11-22 | 317
2001-11-23 | 311
2001-11-24 | 311
2001-11-25 | 416
2001-11-26 | 965
2001-11-27 | 585
2001-11-28 | 434
2001-11-29 | 386
2001-11-30 | 389
2001-12-01 | 573
2001-12-02 | 496
2001-12-03 | 407
2001-12-04 | 380
2001-12-05 | 389
2001-12-06 | 376
2001-12-07 | 376
2001-12-08 | 414
2001-12-09 | 599
2001-12-10 | 637
2001-12-11 | 536
2001-12-12 | 506
2001-12-13 | 474
2001-12-14 | 537
2001-12-15 | 663
2001-12-16 | 594
2001-12-17 | 546
2001-12-18 | 750
2001-12-19 | 972
2001-12-20 | 853
2001-12-21 | 776
2001-12-22 | 691
2001-12-23 | 631
2001-12-24 | 668
2001-12-25 | 565
2001-12-26 | 475
2001-12-27 | 390
2001-12-28 | 415
2001-12-29 | 390
2001-12-30 | 355
2001-12-31 | 325
2002-01-01 | 315
2002-01-02 | 305
2002-01-03 | 325
2002-01-04 | 350
2002-01-05 | 345
2002-01-06 | 340
2002-01-07 | 365
2002-01-08 | 400
2002-01-09 | 392
2002-01-10 | 382
2002-01-11 | 427
2002-01-12 | 527
2002-01-13 | 510
2002-01-14 | 494
2002-01-15 | 490
2002-01-16 | 492
2002-01-17 | 492
2002-01-18 | 464
2002-01-19 | 429
2002-01-20 | 425
2002-01-21 | 441
2002-01-22 | 442
2002-01-23 | 428
2002-01-24 | 616
2002-01-25 | 1180
2002-01-26 | 1270
2002-01-27 | 1160
2002-01-28 | 1050
2002-01-29 | 901
2002-01-30 | 844
2002-01-31 | 851
2002-02-01 | 874
2002-02-02 | 965
2002-02-03 | 852
2002-02-04 | 834
2002-02-05 | 746
2002-02-06 | 751
2002-02-07 | 744
2002-02-08 | 700
2002-02-09 | 663
2002-02-10 | 615
2002-02-11 | 693
2002-02-12 | 718
2002-02-13 | 637
2002-02-14 | 583
2002-02-15 | 552
2002-02-16 | 552
2002-02-17 | 555
2002-02-18 | 535
2002-02-19 | 501
2002-02-20 | 456
2002-02-21 | 493
2002-02-22 | 489
2002-02-23 | 454
2002-02-24 | 428
2002-02-25 | 415
2002-02-26 | 408
2002-02-27 | 430
2002-02-28 | 416
2002-03-01 | 396
2002-03-02 | 402
2002-03-03 | 915
2002-03-04 | 1110
2002-03-05 | 819
2002-03-06 | 740
2002-03-07 | 715
2002-03-08 | 679
2002-03-09 | 640
2002-03-10 | 865
2002-03-11 | 907
2002-03-12 | 753
2002-03-13 | 763
2002-03-14 | 765
2002-03-15 | 726
2002-03-16 | 699
2002-03-17 | 677
2002-03-18 | 848
2002-03-19 | 1160
2002-03-20 | 1510
2002-03-21 | 3000
2002-03-22 | 2710
2002-03-23 | 2320
2002-03-24 | 2040
2002-03-25 | 1820
2002-03-26 | 1720
2002-03-27 | 3300
2002-03-28 | 3040
2002-03-29 | 2560
2002-03-30 | 2240
2002-03-31 | 2010
2002-04-01 | 2060
2002-04-02 | 1780
2002-04-03 | 1550
2002-04-04 | 1480
2002-04-05 | 1330
2002-04-06 | 1250
2002-04-07 | 1190
2002-04-08 | 1150
2002-04-09 | 1190
2002-04-10 | 1360
2002-04-11 | 1240
2002-04-12 | 1090
2002-04-13 | 1080
2002-04-14 | 1230
2002-04-15 | 3550
2002-04-16 | 3510
2002-04-17 | 2720
2002-04-18 | 2330
2002-04-19 | 2030
2002-04-20 | 1920
2002-04-21 | 1670
2002-04-22 | 1650
2002-04-23 | 1560
2002-04-24 | 1390
2002-04-25 | 1310
2002-04-26 | 1290
2002-04-27 | 1150
2002-04-28 | 1740
2002-04-29 | 2950
2002-04-30 | 2710
2002-05-01 | 2600
2002-05-02 | 3030
2002-05-03 | 3700
2002-05-04 | 3010
2002-05-05 | 2640
2002-05-06 | 2310
2002-05-07 | 1960
2002-05-08 | 1770
2002-05-09 | 1880
2002-05-10 | 1920
2002-05-11 | 1580
2002-05-12 | 1530
2002-05-13 | 2120
2002-05-14 | 2770
2002-05-15 | 2400
2002-05-16 | 2010
2002-05-17 | 1800
2002-05-18 | 3130
2002-05-19 | 3430
2002-05-20 | 3020
2002-05-21 | 2840
2002-05-22 | 2500
2002-05-23 | 2130
2002-05-24 | 1810
2002-05-25 | 1610
2002-05-26 | 1490
2002-05-27 | 1410
2002-05-28 | 1280
2002-05-29 | 1160
2002-05-30 | 1100
2002-05-31 | 1030
2002-06-01 | 971
2002-06-02 | 902
2002-06-03 | 837
2002-06-04 | 756
2002-06-05 | 679
2002-06-06 | 892
2002-06-07 | 1750
2002-06-08 | 1300
2002-06-09 | 1000
2002-06-10 | 756
2002-06-11 | 618
2002-06-12 | 576
2002-06-13 | 1000
2002-06-14 | 880
2002-06-15 | 1080
2002-06-16 | 900
2002-06-17 | 797
2002-06-18 | 738
2002-06-19 | 888
2002-06-20 | 874
2002-06-21 | 754
2002-06-22 | 649
2002-06-23 | 603
2002-06-24 | 548
2002-06-25 | 462
2002-06-26 | 432
2002-06-27 | 558
2002-06-28 | 1370
2002-06-29 | 943
2002-06-30 | 763
2002-07-01 | 679
2002-07-02 | 550
2002-07-03 | 460
2002-07-04 | 435
2002-07-05 | 405
2002-07-06 | 366
2002-07-07 | 352
2002-07-08 | 354
2002-07-09 | 351
2002-07-10 | 369
2002-07-11 | 356
2002-07-12 | 319
2002-07-13 | 307
2002-07-14 | 302
2002-07-15 | 307
2002-07-16 | 301
2002-07-17 | 289
2002-07-18 | 282
2002-07-19 | 295
2002-07-20 | 300
2002-07-21 | 293
2002-07-22 | 276
2002-07-23 | 267
2002-07-24 | 327
2002-07-25 | 320
2002-07-26 | 283
2002-07-27 | 281
2002-07-28 | 282
2002-07-29 | 276
2002-07-30 | 268
2002-07-31 | 260
2002-08-01 | 246
2002-08-02 | 239
2002-08-03 | 270
2002-08-04 | 258
2002-08-05 | 253
2002-08-06 | 273
2002-08-07 | 256
2002-08-08 | 245
2002-08-09 | 241
2002-08-10 | 233
2002-08-11 | 234
2002-08-12 | 234
2002-08-13 | 227
2002-08-14 | 229
2002-08-15 | 257
2002-08-16 | 258
2002-08-17 | 281
2002-08-18 | 261
2002-08-19 | 264
2002-08-20 | 279
2002-08-21 | 232
2002-08-22 | 226
2002-08-23 | 234
2002-08-24 | 357
2002-08-25 | 285
2002-08-26 | 255
2002-08-27 | 233
2002-08-28 | 240
2002-08-29 | 310
2002-08-30 | 288
2002-08-31 | 264
2002-09-01 | 288
2002-09-02 | 297
2002-09-03 | 286
2002-09-04 | 255
2002-09-05 | 251
2002-09-06 | 236
2002-09-07 | 230
2002-09-08 | 226
2002-09-09 | 227
2002-09-10 | 254
2002-09-11 | 250
2002-09-12 | 248
2002-09-13 | 250
2002-09-14 | 269
2002-09-15 | 292
2002-09-16 | 447
2002-09-17 | 466
2002-09-18 | 299
2002-09-19 | 276
2002-09-20 | 283
2002-09-21 | 298
2002-09-22 | 304
2002-09-23 | 401
2002-09-24 | 558
2002-09-25 | 315
2002-09-26 | 357
2002-09-27 | 943
2002-09-28 | 1430
2002-09-29 | 880
2002-09-30 | 573
2002-10-01 | 453
2002-10-02 | 398
2002-10-03 | 362
2002-10-04 | 420
2002-10-05 | 404
2002-10-06 | 401
2002-10-07 | 378
2002-10-08 | 429
2002-10-09 | 402
2002-10-10 | 433
2002-10-11 | 1500
2002-10-12 | 4340
2002-10-13 | 2760
2002-10-14 | 1880
2002-10-15 | 1570
2002-10-16 | 2980
2002-10-17 | 6300
2002-10-18 | 4070
2002-10-19 | 2970
2002-10-20 | 2530
2002-10-21 | 1950
2002-10-22 | 1310
2002-10-23 | 1090
2002-10-24 | 997
2002-10-25 | 1010
2002-10-26 | 1740
2002-10-27 | 1750
2002-10-28 | 1480
2002-10-29 | 1450
2002-10-30 | 2100
2002-10-31 | 2600
2002-11-01 | 2150
2002-11-02 | 1880
2002-11-03 | 1730
2002-11-04 | 1500
2002-11-05 | 1260
2002-11-06 | 1580
2002-11-07 | 1570
2002-11-08 | 1320
2002-11-09 | 1250
2002-11-10 | 1200
2002-11-11 | 1190
2002-11-12 | 1600
2002-11-13 | 2000
2002-11-14 | 1630
2002-11-15 | 1510
2002-11-16 | 1770
2002-11-17 | 5000
2002-11-18 | 5600
2002-11-19 | 4500
2002-11-20 | 3860
2002-11-21 | 3110
2002-11-22 | 2830
2002-11-23 | 2800
2002-11-24 | 2430
2002-11-25 | 2170
2002-11-26 | 1940
2002-11-27 | 1940
2002-11-28 | 1820
2002-11-29 | 1680
2002-11-30 | 1600
2002-12-01 | 1530
2002-12-02 | 1360
2002-12-03 | 1130
2002-12-04 | 994
2002-12-05 | 1030
2002-12-06 | 1070
2002-12-07 | 1030
2002-12-08 | 989
2002-12-09 | 971
2002-12-10 | 873
2002-12-11 | 1230
2002-12-12 | 4860
2002-12-13 | 4850
2002-12-14 | 6220
2002-12-15 | 6670
2002-12-16 | 5440
2002-12-17 | 4470
2002-12-18 | 3650
2002-12-19 | 2920
2002-12-20 | 3290
2002-12-21 | 3780
2002-12-22 | 3220
2002-12-23 | 3030
2002-12-24 | 2830
2002-12-25 | 3100
2002-12-26 | 3090
2002-12-27 | 2600
2002-12-28 | 2330
2002-12-29 | 2220
2002-12-30 | 2070
2002-12-31 | 1930
2003-01-01 | 2510
2003-01-02 | 5990
2003-01-03 | 6170
2003-01-04 | 5280
2003-01-05 | 4480
2003-01-06 | 3770
2003-01-07 | 3040
2003-01-08 | 2700
2003-01-09 | 2690
2003-01-10 | 2870
2003-01-11 | 2750
2003-01-12 | 2510
2003-01-13 | 2270
2003-01-14 | 2040
2003-01-15 | 1850
2003-01-16 | 1600
2003-01-17 | 1550
2003-01-18 | 1400
2003-01-19 | 1350
2003-01-20 | 1200
2003-01-21 | 1250
2003-01-22 | 1100
2003-01-23 | 1000
2003-01-24 | 900
2003-01-25 | 800
2003-01-26 | 850
2003-01-27 | 800
2003-01-28 | 800
2003-01-29 | 750
2003-01-30 | 750
2003-01-31 | 900
2003-02-01 | 950
2003-02-02 | 980
2003-02-03 | 1000
2003-02-04 | 1200
2003-02-05 | 1670
2003-02-06 | 1230
2003-02-07 | 1120
2003-02-08 | 1020
2003-02-09 | 907
2003-02-10 | 973
2003-02-11 | 906
2003-02-12 | 824
2003-02-13 | 757
2003-02-14 | 756
2003-02-15 | 743
2003-02-16 | 664
2003-02-17 | 750
2003-02-18 | 900
2003-02-19 | 1000
2003-02-20 | 1510
2003-02-21 | 1460
2003-02-22 | 1520
2003-02-23 | 4090
2003-02-24 | 4220
2003-02-25 | 3270
2003-02-26 | 2480
2003-02-27 | 1880
2003-02-28 | 1620
2003-03-01 | 1510
2003-03-02 | 1780
2003-03-03 | 3430
2003-03-04 | 2690
2003-03-05 | 2060
2003-03-06 | 3210
2003-03-07 | 3100
2003-03-08 | 2440
2003-03-09 | 2820
2003-03-10 | 3430
2003-03-11 | 2820
2003-03-12 | 2350
2003-03-13 | 2380
2003-03-14 | 3740
2003-03-15 | 3470
2003-03-16 | 3630
2003-03-17 | 4180
2003-03-18 | 5020
2003-03-19 | 5120
2003-03-20 | 4910
2003-03-21 | 10300
2003-03-22 | 9060
2003-03-23 | 7140
2003-03-24 | 5410
2003-03-25 | 3810
2003-03-26 | 3290
2003-03-27 | 3290
2003-03-28 | 2830
2003-03-29 | 2860
2003-03-30 | 3470
2003-03-31 | 3590
2003-04-01 | 3360
2003-04-02 | 3280
2003-04-03 | 2960
2003-04-04 | 2690
2003-04-05 | 2650
2003-04-06 | 2510
2003-04-07 | 2370
2003-04-08 | 2340
2003-04-09 | 2400
2003-04-10 | 2640
2003-04-11 | 3250
2003-04-12 | 4480
2003-04-13 | 4050
2003-04-14 | 3720
2003-04-15 | 3570
2003-04-16 | 3300
2003-04-17 | 3050
2003-04-18 | 2650
2003-04-19 | 2330
2003-04-20 | 2190
2003-04-21 | 2090
2003-04-22 | 1870
2003-04-23 | 1760
2003-04-24 | 1560
2003-04-25 | 1420
2003-04-26 | 1600
2003-04-27 | 1810
2003-04-28 | 1540
2003-04-29 | 1500
2003-04-30 | 1490
2003-05-01 | 1400
2003-05-02 | 1360
2003-05-03 | 1360
2003-05-04 | 1280
2003-05-05 | 1230
2003-05-06 | 1190
2003-05-07 | 1200
2003-05-08 | 1300
2003-05-09 | 1230
2003-05-10 | 1170
2003-05-11 | 1130
2003-05-12 | 1110
2003-05-13 | 1070
2003-05-14 | 994
2003-05-15 | 955
2003-05-16 | 953
2003-05-17 | 1020
2003-05-18 | 1000
2003-05-19 | 956
2003-05-20 | 899
2003-05-21 | 959
2003-05-22 | 933
2003-05-23 | 882
2003-05-24 | 981
2003-05-25 | 1150
2003-05-26 | 2060
2003-05-27 | 2680
2003-05-28 | 2520
2003-05-29 | 2570
2003-05-30 | 2220
2003-05-31 | 1960
2003-06-01 | 6400
2003-06-02 | 6600
2003-06-03 | 5070
2003-06-04 | 6390
2003-06-05 | 6230
2003-06-06 | 5000
2003-06-07 | 4810
2003-06-08 | 6420
2003-06-09 | 5390
2003-06-10 | 4660
2003-06-11 | 3880
2003-06-12 | 3880
2003-06-13 | 6250
2003-06-14 | 5020
2003-06-15 | 3970
2003-06-16 | 3130
2003-06-17 | 2470
2003-06-18 | 2600
2003-06-19 | 2500
2003-06-20 | 3670
2003-06-21 | 14400
2003-06-22 | 9700
2003-06-23 | 7680
2003-06-24 | 6710
2003-06-25 | 5680
2003-06-26 | 5070
2003-06-27 | 4090
2003-06-28 | 3150
2003-06-29 | 2880
2003-06-30 | 2400
2003-07-01 | 1930
2003-07-02 | 1780
2003-07-03 | 1660
2003-07-04 | 1500
2003-07-05 | 1430
2003-07-06 | 1360
2003-07-07 | 1320
2003-07-08 | 1500
2003-07-09 | 1300
2003-07-10 | 1290
2003-07-11 | 1270
2003-07-12 | 1230
2003-07-13 | 1120
2003-07-14 | 1010
2003-07-15 | 902
2003-07-16 | 870
2003-07-17 | 863
2003-07-18 | 851
2003-07-19 | 1170
2003-07-20 | 992
2003-07-21 | 957
2003-07-22 | 6280
2003-07-23 | 5180
2003-07-24 | 6520
2003-07-25 | 4370
2003-07-26 | 2950
2003-07-27 | 2460
2003-07-28 | 2210
2003-07-29 | 1710
2003-07-30 | 1470
2003-07-31 | 1330
2003-08-01 | 1280
2003-08-02 | 1400
2003-08-03 | 1260
2003-08-04 | 1380
2003-08-05 | 2900
2003-08-06 | 3450
2003-08-07 | 3160
2003-08-08 | 2450
2003-08-09 | 2130
2003-08-10 | 2020
2003-08-11 | 2000
2003-08-12 | 2970
2003-08-13 | 2270
2003-08-14 | 2620
2003-08-15 | 2070
2003-08-16 | 1830
2003-08-17 | 1780
2003-08-18 | 1580
2003-08-19 | 1440
2003-08-20 | 1280
2003-08-21 | 1160
2003-08-22 | 1120
2003-08-23 | 1080
2003-08-24 | 971
2003-08-25 | 904
2003-08-26 | 861
2003-08-27 | 893
2003-08-28 | 846
2003-08-29 | 792
2003-08-30 | 903
2003-08-31 | 983
2003-09-01 | 924
2003-09-02 | 1320
2003-09-03 | 1440
2003-09-04 | 1640
2003-09-05 | 1360
2003-09-06 | 1100
2003-09-07 | 969
2003-09-08 | 886
2003-09-09 | 821
2003-09-10 | 740
2003-09-11 | 724
2003-09-12 | 711
2003-09-13 | 768
2003-09-14 | 1170
2003-09-15 | 2240
2003-09-16 | 4110
2003-09-17 | 3610
2003-09-18 | 2610
2003-09-19 | 2600
2003-09-20 | 2370
2003-09-21 | 2030
2003-09-22 | 1730
2003-09-23 | 9270
2003-09-24 | 9070
2003-09-25 | 5430
2003-09-26 | 4330
2003-09-27 | 3450
2003-09-28 | 3360
2003-09-29 | 2940
2003-09-30 | 2370
2003-10-01 | 2140
2003-10-02 | 2010
2003-10-03 | 1810
2003-10-04 | 1710
2003-10-05 | 1750
2003-10-06 | 1550
2003-10-07 | 1430
2003-10-08 | 1360
2003-10-09 | 1300
2003-10-10 | 1240
2003-10-11 | 1150
2003-10-12 | 1100
2003-10-13 | 1060
2003-10-14 | 1110
2003-10-15 | 2840
2003-10-16 | 2570
2003-10-17 | 1950
2003-10-18 | 1790
2003-10-19 | 1640
2003-10-20 | 1530
2003-10-21 | 1410
2003-10-22 | 1330
2003-10-23 | 1270
2003-10-24 | 1200
2003-10-25 | 1140
2003-10-26 | 1110
2003-10-27 | 2630
2003-10-28 | 6260
2003-10-29 | 7010
2003-10-30 | 7530
2003-10-31 | 5660
2003-11-01 | 4370
2003-11-02 | 3720
2003-11-03 | 3120
2003-11-04 | 2540
2003-11-05 | 2310
2003-11-06 | 2420
2003-11-07 | 2270
2003-11-08 | 2050
2003-11-09 | 1880
2003-11-10 | 1800
2003-11-11 | 1760
2003-11-12 | 1890
2003-11-13 | 1870
2003-11-14 | 1690
2003-11-15 | 1530
2003-11-16 | 1470
2003-11-17 | 1430
2003-11-18 | 1390
2003-11-19 | 1590
2003-11-20 | 3540
2003-11-21 | 3320
2003-11-22 | 2760
2003-11-23 | 2510
2003-11-24 | 2310
2003-11-25 | 2600
2003-11-26 | 2290
2003-11-27 | 2030
2003-11-28 | 2420
2003-11-29 | 4840
2003-11-30 | 4350
2003-12-01 | 3920
2003-12-02 | 3680
2003-12-03 | 3170
2003-12-04 | 2690
2003-12-05 | 2350
2003-12-06 | 2240
2003-12-07 | 2030
2003-12-08 | 1880
2003-12-09 | 1810
2003-12-10 | 1860
2003-12-11 | 8750
2003-12-12 | 11500
2003-12-13 | 7190
2003-12-14 | 6190
2003-12-15 | 5800
2003-12-16 | 4920
2003-12-17 | 4890
2003-12-18 | 5180
2003-12-19 | 4360
2003-12-20 | 3650
2003-12-21 | 3210
2003-12-22 | 2940
2003-12-23 | 2760
2003-12-24 | 3950
2003-12-25 | 5770
2003-12-26 | 4760
2003-12-27 | 4030
2003-12-28 | 3530
2003-12-29 | 3090
2003-12-30 | 2780
2003-12-31 | 2620
2004-01-01 | 2430
2004-01-02 | 2250
2004-01-03 | 2120
2004-01-04 | 2180
2004-01-05 | 3260
2004-01-06 | 3470
2004-01-07 | 3080
2004-01-08 | 2730
2004-01-09 | 2560
2004-01-10 | 2170
2004-01-11 | 1790
2004-01-12 | 1880
2004-01-13 | 1950
2004-01-14 | 1640
2004-01-15 | 1340
2004-01-16 | 1100
2004-01-17 | 1180
2004-01-18 | 1280
2004-01-19 | 1340
2004-01-20 | 1270
2004-01-21 | 1220
2004-01-22 | 1180
2004-01-23 | 1230
2004-01-24 | 1180
2004-01-25 | 1130
2004-01-26 | 1150
2004-01-27 | 1130
2004-01-28 | 1130
2004-01-29 | 1110
2004-01-30 | 1050
2004-01-31 | 1010
2004-02-01 | 994
2004-02-02 | 961
2004-02-03 | 1110
2004-02-04 | 1730
2004-02-05 | 1760
2004-02-06 | 2990
2004-02-07 | 6060
2004-02-08 | 3810
2004-02-09 | 2890
2004-02-10 | 2790
2004-02-11 | 2800
2004-02-12 | 2570
2004-02-13 | 2290
2004-02-14 | 2000
2004-02-15 | 1890
2004-02-16 | 1710
2004-02-17 | 1510
2004-02-18 | 1340
2004-02-19 | 1280
2004-02-20 | 1370
2004-02-21 | 1540
2004-02-22 | 1800
2004-02-23 | 1700
2004-02-24 | 1760
2004-02-25 | 1760
2004-02-26 | 1520
2004-02-27 | 1310
2004-02-28 | 1270
2004-02-29 | 1310
2004-03-01 | 1460
2004-03-02 | 1650
2004-03-03 | 1860
2004-03-04 | 1820
2004-03-05 | 1890
2004-03-06 | 2090
2004-03-07 | 2240
2004-03-08 | 2260
2004-03-09 | 2260
2004-03-10 | 2110
2004-03-11 | 1970
2004-03-12 | 1870
2004-03-13 | 1760
2004-03-14 | 1660
2004-03-15 | 1570
2004-03-16 | 1490
2004-03-17 | 1550
2004-03-18 | 1540
2004-03-19 | 1710
2004-03-20 | 1790
2004-03-21 | 2120
2004-03-22 | 2410
2004-03-23 | 2300
2004-03-24 | 2040
2004-03-25 | 1890
2004-03-26 | 1720
2004-03-27 | 1650
2004-03-28 | 1600
2004-03-29 | 1500
2004-03-30 | 1440
2004-03-31 | 1400
2004-04-01 | 1420
2004-04-02 | 1560
2004-04-03 | 1460
2004-04-04 | 1420
2004-04-05 | 1340
2004-04-06 | 1230
2004-04-07 | 1170
2004-04-08 | 1180
2004-04-09 | 1320
2004-04-10 | 1190
2004-04-11 | 1120
2004-04-12 | 1170
2004-04-13 | 2050
2004-04-14 | 3910
2004-04-15 | 3900
2004-04-16 | 3140
2004-04-17 | 2730
2004-04-18 | 2470
2004-04-19 | 2220
2004-04-20 | 2030
2004-04-21 | 1930
2004-04-22 | 1840
2004-04-23 | 1810
2004-04-24 | 1710
2004-04-25 | 1590
2004-04-26 | 2280
2004-04-27 | 3030
2004-04-28 | 2600
2004-04-29 | 2140
2004-04-30 | 1990
2004-05-01 | 1890
2004-05-02 | 1830
2004-05-03 | 3450
2004-05-04 | 3090
2004-05-05 | 2530
2004-05-06 | 2250
2004-05-07 | 2130
2004-05-08 | 2000
2004-05-09 | 1790
2004-05-10 | 1720
2004-05-11 | 1640
2004-05-12 | 1530
2004-05-13 | 1430
2004-05-14 | 1360
2004-05-15 | 1580
2004-05-16 | 1770
2004-05-17 | 1600
2004-05-18 | 1440
2004-05-19 | 1400
2004-05-20 | 1350
2004-05-21 | 1270
2004-05-22 | 1240
2004-05-23 | 1180
2004-05-24 | 1090
2004-05-25 | 1010
2004-05-26 | 1100
2004-05-27 | 1840
2004-05-28 | 1650
2004-05-29 | 1320
2004-05-30 | 1160
2004-05-31 | 1170
2004-06-01 | 1310
2004-06-02 | 1160
2004-06-03 | 1060
2004-06-04 | 945
2004-06-05 | 1060
2004-06-06 | 2730
2004-06-07 | 2600
2004-06-08 | 2120
2004-06-09 | 1700
2004-06-10 | 1480
2004-06-11 | 1490
2004-06-12 | 1350
2004-06-13 | 1210
2004-06-14 | 1220
2004-06-15 | 1430
2004-06-16 | 1780
2004-06-17 | 1590
2004-06-18 | 1860
2004-06-19 | 1560
2004-06-20 | 1240
2004-06-21 | 1100
2004-06-22 | 1150
2004-06-23 | 1390
2004-06-24 | 1150
2004-06-25 | 1210
2004-06-26 | 1090
2004-06-27 | 970
2004-06-28 | 876
2004-06-29 | 954
2004-06-30 | 890
2004-07-01 | 798
2004-07-02 | 796
2004-07-03 | 770
2004-07-04 | 738
2004-07-05 | 722
2004-07-06 | 740
2004-07-07 | 723
2004-07-08 | 728
2004-07-09 | 679
2004-07-10 | 625
2004-07-11 | 601
2004-07-12 | 3630
2004-07-13 | 5910
2004-07-14 | 4090
2004-07-15 | 4120
2004-07-16 | 3030
2004-07-17 | 2490
2004-07-18 | 2520
2004-07-19 | 2740
2004-07-20 | 2000
2004-07-21 | 1670
2004-07-22 | 1520
2004-07-23 | 1870
2004-07-24 | 3430
2004-07-25 | 2420
2004-07-26 | 2310
2004-07-27 | 3090
2004-07-28 | 3300
2004-07-29 | 2780
2004-07-30 | 2200
2004-07-31 | 1930
2004-08-01 | 2760
2004-08-02 | 2930
2004-08-03 | 2370
2004-08-04 | 1990
2004-08-05 | 2200
2004-08-06 | 1850
2004-08-07 | 1630
2004-08-08 | 1540
2004-08-09 | 1430
2004-08-10 | 1270
2004-08-11 | 1250
2004-08-12 | 1850
2004-08-13 | 14100
2004-08-14 | 9460
2004-08-15 | 6750
2004-08-16 | 4670
2004-08-17 | 3400
2004-08-18 | 2640
2004-08-19 | 2470
2004-08-20 | 2200
2004-08-21 | 6330
2004-08-22 | 6390
2004-08-23 | 4250
2004-08-24 | 3120
2004-08-25 | 2550
2004-08-26 | 2230
2004-08-27 | 2040
2004-08-28 | 1890
2004-08-29 | 1840
2004-08-30 | 1710
2004-08-31 | 1900
2004-09-01 | 1650
2004-09-02 | 1460
2004-09-03 | 1530
2004-09-04 | 1610
2004-09-05 | 1300
2004-09-06 | 1220
2004-09-07 | 1170
2004-09-08 | 1270
2004-09-09 | 1480
2004-09-10 | 1380
2004-09-11 | 1150
2004-09-12 | 1030
2004-09-13 | 989
2004-09-14 | 938
2004-09-15 | 895
2004-09-16 | 928
2004-09-17 | 1140
2004-09-18 | 15100
2004-09-19 | 15600
2004-09-20 | 7870
2004-09-21 | 5870
2004-09-22 | 4620
2004-09-23 | 3370
2004-09-24 | 2550
2004-09-25 | 2130
2004-09-26 | 1940
2004-09-27 | 1770
2004-09-28 | 3610
2004-09-29 | 10800
2004-09-30 | 6470
2004-10-01 | 4900
2004-10-02 | 3640
2004-10-03 | 3210
2004-10-04 | 2860
2004-10-05 | 2450
2004-10-06 | 2020
2004-10-07 | 1810
2004-10-08 | 1720
2004-10-09 | 1630
2004-10-10 | 1560
2004-10-11 | 1470
2004-10-12 | 1340
2004-10-13 | 1230
2004-10-14 | 1500
2004-10-15 | 1600
2004-10-16 | 1730
2004-10-17 | 1540
2004-10-18 | 1400
2004-10-19 | 1980
2004-10-20 | 2300
2004-10-21 | 1960
2004-10-22 | 1880
2004-10-23 | 1690
2004-10-24 | 1600
2004-10-25 | 1470
2004-10-26 | 1360
2004-10-27 | 1310
2004-10-28 | 1280
2004-10-29 | 1240
2004-10-30 | 1770
2004-10-31 | 1840
2004-11-01 | 1490
2004-11-02 | 1620
2004-11-03 | 1570
2004-11-04 | 1590
2004-11-05 | 1850
2004-11-06 | 1650
2004-11-07 | 1530
2004-11-08 | 1410
2004-11-09 | 1240
2004-11-10 | 1160
2004-11-11 | 1120
2004-11-12 | 1360
2004-11-13 | 1880
2004-11-14 | 1550
2004-11-15 | 1470
2004-11-16 | 1460
2004-11-17 | 1400
2004-11-18 | 1310
2004-11-19 | 1290
2004-11-20 | 1270
2004-11-21 | 1380
2004-11-22 | 1280
2004-11-23 | 1230
2004-11-24 | 1210
2004-11-25 | 1980
2004-11-26 | 2280
2004-11-27 | 2100
2004-11-28 | 7640
2004-11-29 | 10100
2004-11-30 | 6870
2004-12-01 | 7900
2004-12-02 | 8250
2004-12-03 | 6200
2004-12-04 | 4850
2004-12-05 | 3960
2004-12-06 | 3060
2004-12-07 | 2840
2004-12-08 | 3050
2004-12-09 | 2760
2004-12-10 | 3840
2004-12-11 | 6420
2004-12-12 | 5340
2004-12-13 | 4480
2004-12-14 | 3920
2004-12-15 | 3400
2004-12-16 | 3090
2004-12-17 | 2770
2004-12-18 | 2460
2004-12-19 | 2360
2004-12-20 | 2210
2004-12-21 | 1930
2004-12-22 | 1830
2004-12-23 | 2320
2004-12-24 | 5290
2004-12-25 | 3750
2004-12-26 | 3130
2004-12-27 | 3080
2004-12-28 | 2910
2004-12-29 | 2600
2004-12-30 | 2320
2004-12-31 | 2110
2005-01-01 | 2050
2005-01-02 | 1960
2005-01-03 | 1860
2005-01-04 | 2010
2005-01-05 | 2000
2005-01-06 | 3140
2005-01-07 | 3950
2005-01-08 | 4540
2005-01-09 | 5480
2005-01-10 | 4850
2005-01-11 | 4400
2005-01-12 | 4210
2005-01-13 | 3540
2005-01-14 | 7490
2005-01-15 | 9720
2005-01-16 | 6750
2005-01-17 | 5310
2005-01-18 | 4310
2005-01-19 | 3690
2005-01-20 | 3290
2005-01-21 | 2820
2005-01-22 | 2440
2005-01-23 | 2440
2005-01-24 | 2230
2005-01-25 | 2160
2005-01-26 | 2090
2005-01-27 | 1910
2005-01-28 | 1660
2005-01-29 | 1600
2005-01-30 | 1640
2005-01-31 | 1620
2005-02-01 | 1570
2005-02-02 | 1490
2005-02-03 | 1420
2005-02-04 | 1390
2005-02-05 | 1390
2005-02-06 | 1410
2005-02-07 | 1440
2005-02-08 | 1480
2005-02-09 | 1550
2005-02-10 | 1800
2005-02-11 | 1740
2005-02-12 | 1540
2005-02-13 | 1490
2005-02-14 | 1480
2005-02-15 | 3530
2005-02-16 | 3360
2005-02-17 | 2910
2005-02-18 | 2580
2005-02-19 | 2330
2005-02-20 | 2180
2005-02-21 | 2170
2005-02-22 | 2040
2005-02-23 | 1970
2005-02-24 | 1850
2005-02-25 | 1780
2005-02-26 | 1660
2005-02-27 | 1620
2005-02-28 | 1590
2005-03-01 | 1630
2005-03-02 | 1560
2005-03-03 | 1450
2005-03-04 | 1350
2005-03-05 | 1320
2005-03-06 | 1340
2005-03-07 | 1420
2005-03-08 | 1980
2005-03-09 | 2300
2005-03-10 | 2230
2005-03-11 | 2030
2005-03-12 | 1870
2005-03-13 | 1780
2005-03-14 | 1720
2005-03-15 | 1620
2005-03-16 | 1610
2005-03-17 | 1590
2005-03-18 | 1560
2005-03-19 | 1520
2005-03-20 | 1540
2005-03-21 | 1520
2005-03-22 | 1390
2005-03-23 | 1650
2005-03-24 | 3230
2005-03-25 | 3130
2005-03-26 | 2760
2005-03-27 | 2550
2005-03-28 | 4170
2005-03-29 | 12800
2005-03-30 | 8460
2005-03-31 | 5540
2005-04-01 | 4360
2005-04-02 | 6170
2005-04-03 | 17800
2005-04-04 | 12300
2005-04-05 | 8690
2005-04-06 | 6910
2005-04-07 | 6110
2005-04-08 | 5700
2005-04-09 | 3770
2005-04-10 | 3320
2005-04-11 | 2930
2005-04-12 | 2610
2005-04-13 | 2470
2005-04-14 | 2310
2005-04-15 | 2120
2005-04-16 | 1960
2005-04-17 | 1890
2005-04-18 | 1790
2005-04-19 | 1680
2005-04-20 | 1550
2005-04-21 | 1500
2005-04-22 | 1450
2005-04-23 | 1680
2005-04-24 | 2120
2005-04-25 | 1750
2005-04-26 | 1610
2005-04-27 | 1620
2005-04-28 | 1610
2005-04-29 | 1460
2005-04-30 | 1430
2005-05-01 | 1570
2005-05-02 | 1450
2005-05-03 | 1390
2005-05-04 | 1290
2005-05-05 | 1220
2005-05-06 | 1200
2005-05-07 | 1180
2005-05-08 | 1150
2005-05-09 | 1090
2005-05-10 | 1030
2005-05-11 | 968
2005-05-12 | 944
2005-05-13 | 897
2005-05-14 | 870
2005-05-15 | 1050
2005-05-16 | 1070
2005-05-17 | 941
2005-05-18 | 884
2005-05-19 | 840
2005-05-20 | 854
2005-05-21 | 927
2005-05-22 | 803
2005-05-23 | 775
2005-05-24 | 806
2005-05-25 | 802
2005-05-26 | 792
2005-05-27 | 732
2005-05-28 | 683
2005-05-29 | 826
2005-05-30 | 744
2005-05-31 | 727
2005-06-01 | 774
2005-06-02 | 697
2005-06-03 | 654
2005-06-04 | 729
2005-06-05 | 733
2005-06-06 | 818
2005-06-07 | 1010
2005-06-08 | 838
2005-06-09 | 751
2005-06-10 | 743
2005-06-11 | 688
2005-06-12 | 680
2005-06-13 | 666
2005-06-14 | 651
2005-06-15 | 610
2005-06-16 | 606
2005-06-17 | 575
2005-06-18 | 547
2005-06-19 | 542
2005-06-20 | 555
2005-06-21 | 541
2005-06-22 | 507
2005-06-23 | 498
2005-06-24 | 505
2005-06-25 | 471
2005-06-26 | 469
2005-06-27 | 470
2005-06-28 | 500
2005-06-29 | 569
2005-06-30 | 631
2005-07-01 | 587
2005-07-02 | 561
2005-07-03 | 552
2005-07-04 | 474
2005-07-05 | 508
2005-07-06 | 739
2005-07-07 | 774
2005-07-08 | 1540
2005-07-09 | 1940
2005-07-10 | 1260
2005-07-11 | 728
2005-07-12 | 634
2005-07-13 | 750
2005-07-14 | 908
2005-07-15 | 764
2005-07-16 | 945
2005-07-17 | 1280
2005-07-18 | 1710
2005-07-19 | 1640
2005-07-20 | 1210
2005-07-21 | 901
2005-07-22 | 696
2005-07-23 | 625
2005-07-24 | 597
2005-07-25 | 624
2005-07-26 | 609
2005-07-27 | 558
2005-07-28 | 564
2005-07-29 | 490
2005-07-30 | 447
2005-07-31 | 428
2005-08-01 | 407
2005-08-02 | 392
2005-08-03 | 395
2005-08-04 | 398
2005-08-05 | 401
2005-08-06 | 476
2005-08-07 | 474
2005-08-08 | 460
2005-08-09 | 505
2005-08-10 | 439
2005-08-11 | 402
2005-08-12 | 412
2005-08-13 | 406
2005-08-14 | 385
2005-08-15 | 386
2005-08-16 | 413
2005-08-17 | 411
2005-08-18 | 395
2005-08-19 | 391
2005-08-20 | 415
2005-08-21 | 387
2005-08-22 | 386
2005-08-23 | 424
2005-08-24 | 409
2005-08-25 | 401
2005-08-26 | 408
2005-08-27 | 439
2005-08-28 | 486
2005-08-29 | 583
2005-08-30 | 376
2005-08-31 | 345
2005-09-01 | 333
2005-09-02 | 327
2005-09-03 | 319
2005-09-04 | 312
2005-09-05 | 312
2005-09-06 | 334
2005-09-07 | 401
2005-09-08 | 382
2005-09-09 | 379
2005-09-10 | 375
2005-09-11 | 418
2005-09-12 | 448
2005-09-13 | 368
2005-09-14 | 398
2005-09-15 | 387
2005-09-16 | 295
2005-09-17 | 309
2005-09-18 | 321
2005-09-19 | 293
2005-09-20 | 312
2005-09-21 | 385
2005-09-22 | 390
2005-09-23 | 433
2005-09-24 | 450
2005-09-25 | 452
2005-09-26 | 409
2005-09-27 | 421
2005-09-28 | 502
2005-09-29 | 469
2005-09-30 | 452
2005-10-01 | 404
2005-10-02 | 385
2005-10-03 | 388
2005-10-04 | 439
2005-10-05 | 434
2005-10-06 | 430
2005-10-07 | 531
2005-10-08 | 4580
2005-10-09 | 6880
2005-10-10 | 2920
2005-10-11 | 1880
2005-10-12 | 1590
2005-10-13 | 1440
2005-10-14 | 1420
2005-10-15 | 1260
2005-10-16 | 1100
2005-10-17 | 930
2005-10-18 | 748
2005-10-19 | 667
2005-10-20 | 606
2005-10-21 | 589
2005-10-22 | 782
2005-10-23 | 1440
2005-10-24 | 1450
2005-10-25 | 2300
2005-10-26 | 3170
2005-10-27 | 2600
2005-10-28 | 1980
2005-10-29 | 1590
2005-10-30 | 1400
2005-10-31 | 1190
2005-11-01 | 996
2005-11-02 | 942
2005-11-03 | 904
2005-11-04 | 840
2005-11-05 | 808
2005-11-06 | 795
2005-11-07 | 826
2005-11-08 | 783
2005-11-09 | 735
2005-11-10 | 853
2005-11-11 | 778
2005-11-12 | 683
2005-11-13 | 642
2005-11-14 | 629
2005-11-15 | 616
2005-11-16 | 776
2005-11-17 | 1430
2005-11-18 | 1240
2005-11-19 | 1050
2005-11-20 | 950
2005-11-21 | 964
2005-11-22 | 1620
2005-11-23 | 1650
2005-11-24 | 1390
2005-11-25 | 1320
2005-11-26 | 1160
2005-11-27 | 1080
2005-11-28 | 1060
2005-11-29 | 1070
2005-11-30 | 3250
2005-12-01 | 3080
2005-12-02 | 2350
2005-12-03 | 1950
2005-12-04 | 1760
2005-12-05 | 1590
2005-12-06 | 1440
2005-12-07 | 1330
2005-12-08 | 1200
2005-12-09 | 1160
2005-12-10 | 1130
2005-12-11 | 1030
2005-12-12 | 1020
2005-12-13 | 928
2005-12-14 | 742
2005-12-15 | 722
2005-12-16 | 3130
2005-12-17 | 4050
2005-12-18 | 2960
2005-12-19 | 2530
2005-12-20 | 2280
2005-12-21 | 2060
2005-12-22 | 1850
2005-12-23 | 1610
2005-12-24 | 1480
2005-12-25 | 1640
2005-12-26 | 3120
2005-12-27 | 3290
2005-12-28 | 3240
2005-12-29 | 3110
2005-12-30 | 3150
2005-12-31 | 2810
2006-01-01 | 2630
2006-01-02 | 2520
2006-01-03 | 4990
2006-01-04 | 5430
2006-01-05 | 4420
2006-01-06 | 3460
2006-01-07 | 2830
2006-01-08 | 2530
2006-01-09 | 2280
2006-01-10 | 2040
2006-01-11 | 1930
2006-01-12 | 2350
2006-01-13 | 2070
2006-01-14 | 2330
2006-01-15 | 2690
2006-01-16 | 2410
2006-01-17 | 2290
2006-01-18 | 4700
2006-01-19 | 7590
2006-01-20 | 5590
2006-01-21 | 4110
2006-01-22 | 3340
2006-01-23 | 3560
2006-01-24 | 3770
2006-01-25 | 3530
2006-01-26 | 3090
2006-01-27 | 2670
2006-01-28 | 2490
2006-01-29 | 2420
2006-01-30 | 2420
2006-01-31 | 2130
2006-02-01 | 2100
2006-02-02 | 2120
2006-02-03 | 3400
2006-02-04 | 4430
2006-02-05 | 5530
2006-02-06 | 5070
2006-02-07 | 4370
2006-02-08 | 3750
2006-02-09 | 3250
2006-02-10 | 2710
2006-02-11 | 2440
2006-02-12 | 2390
2006-02-13 | 2200
2006-02-14 | 1990
2006-02-15 | 1810
2006-02-16 | 1800
2006-02-17 | 1850
2006-02-18 | 1810
2006-02-19 | 1630
2006-02-20 | 1590
2006-02-21 | 1600
2006-02-22 | 1600
2006-02-23 | 1520
2006-02-24 | 1410
2006-02-25 | 1310
2006-02-26 | 1280
2006-02-27 | 1190
2006-02-28 | 1200
2006-03-01 | 1170
2006-03-02 | 1180
2006-03-03 | 1240
2006-03-04 | 1120
2006-03-05 | 1080
2006-03-06 | 1020
2006-03-07 | 1000
2006-03-08 | 966
2006-03-09 | 963
2006-03-10 | 981
2006-03-11 | 975
2006-03-12 | 999
2006-03-13 | 1120
2006-03-14 | 1160
2006-03-15 | 1080
2006-03-16 | 810
2006-03-17 | 731
2006-03-18 | 706
2006-03-19 | 684
2006-03-20 | 683
2006-03-21 | 675
2006-03-22 | 639
2006-03-23 | 582
2006-03-24 | 579
2006-03-25 | 572
2006-03-26 | 571
2006-03-27 | 555
2006-03-28 | 543
2006-03-29 | 541
2006-03-30 | 525
2006-03-31 | 508
2006-04-01 | 512
2006-04-02 | 532
2006-04-03 | 530
2006-04-04 | 623
2006-04-05 | 604
2006-04-06 | 548
2006-04-07 | 533
2006-04-08 | 783
2006-04-09 | 1010
2006-04-10 | 770
2006-04-11 | 689
2006-04-12 | 647
2006-04-13 | 641
2006-04-14 | 653
2006-04-15 | 673
2006-04-16 | 659
2006-04-17 | 646
2006-04-18 | 625
2006-04-19 | 617
2006-04-20 | 635
2006-04-21 | 649
2006-04-22 | 1030
2006-04-23 | 3430
2006-04-24 | 3750
2006-04-25 | 3750
2006-04-26 | 3000
2006-04-27 | 2380
2006-04-28 | 2000
2006-04-29 | 1780
2006-04-30 | 1640
2006-05-01 | 1440
2006-05-02 | 1240
2006-05-03 | 1180
2006-05-04 | 1100
2006-05-05 | 1050
2006-05-06 | 975
2006-05-07 | 913
2006-05-08 | 879
2006-05-09 | 853
2006-05-10 | 812
2006-05-11 | 862
2006-05-12 | 1310
2006-05-13 | 1220
2006-05-14 | 1110
2006-05-15 | 981
2006-05-16 | 959
2006-05-17 | 849
2006-05-18 | 795
2006-05-19 | 883
2006-05-20 | 839
2006-05-21 | 774
2006-05-22 | 720
2006-05-23 | 683
2006-05-24 | 652
2006-05-25 | 629
2006-05-26 | 620
2006-05-27 | 658
2006-05-28 | 601
2006-05-29 | 554
2006-05-30 | 538
2006-05-31 | 534
2006-06-01 | 690
2006-06-02 | 1100
2006-06-03 | 1400
2006-06-04 | 1210
2006-06-05 | 1060
2006-06-06 | 852
2006-06-07 | 681
2006-06-08 | 692
2006-06-09 | 698
2006-06-10 | 688
2006-06-11 | 613
2006-06-12 | 565
2006-06-13 | 550
2006-06-14 | 528
2006-06-15 | 602
2006-06-16 | 1020
2006-06-17 | 452
2006-06-18 | 422
2006-06-19 | 416
2006-06-20 | 468
2006-06-21 | 473
2006-06-22 | 450
2006-06-23 | 520
2006-06-24 | 577
2006-06-25 | 1030
2006-06-26 | 13500
2006-06-27 | 21400
2006-06-28 | 47000
2006-06-29 | 25500
2006-06-30 | 12300
2006-07-01 | 8860
2006-07-02 | 8160
2006-07-03 | 7510
2006-07-04 | 6000
2006-07-05 | 4600
2006-07-06 | 4050
2006-07-07 | 3210
2006-07-08 | 2560
2006-07-09 | 2310
2006-07-10 | 2400
2006-07-11 | 2090
2006-07-12 | 1810
2006-07-13 | 1930
2006-07-14 | 1710
2006-07-15 | 1540
2006-07-16 | 2090
2006-07-17 | 1590
2006-07-18 | 1500
2006-07-19 | 1660
2006-07-20 | 1380
2006-07-21 | 1200
2006-07-22 | 2850
2006-07-23 | 2460
2006-07-24 | 1780
2006-07-25 | 1550
2006-07-26 | 1390
2006-07-27 | 1240
2006-07-28 | 1480
2006-07-29 | 1530
2006-07-30 | 1300
2006-07-31 | 1090
2006-08-01 | 951
2006-08-02 | 839
2006-08-03 | 787
2006-08-04 | 759
2006-08-05 | 719
2006-08-06 | 679
2006-08-07 | 652
2006-08-08 | 652
2006-08-09 | 640
2006-08-10 | 595
2006-08-11 | 559
2006-08-12 | 516
2006-08-13 | 501
2006-08-14 | 495
2006-08-15 | 501
2006-08-16 | 749
2006-08-17 | 576
2006-08-18 | 527
2006-08-19 | 483
2006-08-20 | 488
2006-08-21 | 478
2006-08-22 | 451
2006-08-23 | 429
2006-08-24 | 426
2006-08-25 | 452
2006-08-26 | 545
2006-08-27 | 756
2006-08-28 | 2290
2006-08-29 | 2900
2006-08-30 | 2600
2006-08-31 | 2220
2006-09-01 | 2250
2006-09-02 | 1670
2006-09-03 | 2880
2006-09-04 | 1960
2006-09-05 | 1540
2006-09-06 | 1460
2006-09-07 | 1310
2006-09-08 | 1130
2006-09-09 | 992
2006-09-10 | 915
2006-09-11 | 822
2006-09-12 | 736
2006-09-13 | 713
2006-09-14 | 1110
2006-09-15 | 2110
2006-09-16 | 3310
2006-09-17 | 2490
2006-09-18 | 1980
2006-09-19 | 1620
2006-09-20 | 1390
2006-09-21 | 1230
2006-09-22 | 1090
2006-09-23 | 1000
2006-09-24 | 970
2006-09-25 | 914
2006-09-26 | 851
2006-09-27 | 799
2006-09-28 | 750
2006-09-29 | 2200
2006-09-30 | 1380
2006-10-01 | 1160
2006-10-02 | 1030
2006-10-03 | 926
2006-10-04 | 899
2006-10-05 | 1720
2006-10-06 | 1670
2006-10-07 | 1300
2006-10-08 | 1180
2006-10-09 | 1100
2006-10-10 | 1030
2006-10-11 | 954
2006-10-12 | 965
2006-10-13 | 913
2006-10-14 | 841
2006-10-15 | 804
2006-10-16 | 823
2006-10-17 | 1120
2006-10-18 | 1860
2006-10-19 | 1700
2006-10-20 | 1640
2006-10-21 | 1960
2006-10-22 | 1770
2006-10-23 | 1710
2006-10-24 | 1640
2006-10-25 | 1450
2006-10-26 | 1210
2006-10-27 | 1170
2006-10-28 | 4670
2006-10-29 | 6720
2006-10-30 | 4880
2006-10-31 | 3970
2006-11-01 | 3410
2006-11-02 | 3530
2006-11-03 | 2740
2006-11-04 | 2270
2006-11-05 | 2080
2006-11-06 | 1940
2006-11-07 | 1840
2006-11-08 | 3390
2006-11-09 | 5250
2006-11-10 | 4490
2006-11-11 | 3530
2006-11-12 | 2850
2006-11-13 | 2850
2006-11-14 | 2780
2006-11-15 | 2480
2006-11-16 | 2930
2006-11-17 | 15000
2006-11-18 | 8490
2006-11-19 | 6470
2006-11-20 | 5400
2006-11-21 | 4590
2006-11-22 | 3450
2006-11-23 | 3780
2006-11-24 | 3970
2006-11-25 | 3450
2006-11-26 | 3130
2006-11-27 | 2920
2006-11-28 | 2790
2006-11-29 | 2600
2006-11-30 | 2230
2006-12-01 | 2100
2006-12-02 | 2270
2006-12-03 | 1970
2006-12-04 | 1830
2006-12-05 | 1690
2006-12-06 | 1560
2006-12-07 | 1550
2006-12-08 | 1490
2006-12-09 | 1370
2006-12-10 | 1350
2006-12-11 | 1300
2006-12-12 | 1250
2006-12-13 | 1280
2006-12-14 | 1360
2006-12-15 | 1250
2006-12-16 | 1160
2006-12-17 | 1110
2006-12-18 | 1080
2006-12-19 | 1070
2006-12-20 | 1020
2006-12-21 | 989
2006-12-22 | 1040
2006-12-23 | 2230
2006-12-24 | 2170
2006-12-25 | 1880
2006-12-26 | 2690
2006-12-27 | 2990
2006-12-28 | 2690
2006-12-29 | 2160
2006-12-30 | 1990
2006-12-31 | 1880
2007-01-01 | 3290
2007-01-02 | 3670
2007-01-03 | 3390
2007-01-04 | 3250
2007-01-05 | 2760
2007-01-06 | 2630
2007-01-07 | 2620
2007-01-08 | 4120
2007-01-09 | 5190
2007-01-10 | 4540
2007-01-11 | 3520
2007-01-12 | 3020
2007-01-13 | 2760
2007-01-14 | 2580
2007-01-15 | 2370
2007-01-16 | 2150
2007-01-17 | 1920
2007-01-18 | 1730
2007-01-19 | 1670
2007-01-20 | 1600
2007-01-21 | 1490
2007-01-22 | 1450
2007-01-23 | 1410
2007-01-24 | 1360
2007-01-25 | 1310
2007-01-26 | 1210
2007-01-27 | 1200
2007-01-28 | 1200
2007-01-29 | 1170
2007-01-30 | 1060
2007-01-31 | 1030
2007-02-01 | 988
2007-02-02 | 1000
2007-02-03 | 962
2007-02-04 | 856
2007-02-05 | 763
2007-02-06 | 700
2007-02-07 | 710
2007-02-08 | 700
2007-02-09 | 700
2007-02-10 | 710
2007-02-11 | 712
2007-02-12 | 731
2007-02-13 | 728
2007-02-14 | 680
2007-02-15 | 630
2007-02-16 | 640
2007-02-17 | 700
2007-02-18 | 790
2007-02-19 | 819
2007-02-20 | 776
2007-02-21 | 762
2007-02-22 | 869
2007-02-23 | 1020
2007-02-24 | 1030
2007-02-25 | 974
2007-02-26 | 917
2007-02-27 | 823
2007-02-28 | 878
2007-03-01 | 918
2007-03-02 | 9170
2007-03-03 | 9700
2007-03-04 | 6260
2007-03-05 | 4950
2007-03-06 | 4310
2007-03-07 | 3870
2007-03-08 | 3620
2007-03-09 | 2790
2007-03-10 | 1900
2007-03-11 | 2650
2007-03-12 | 3780
2007-03-13 | 3390
2007-03-14 | 3110
2007-03-15 | 4080
2007-03-16 | 4490
2007-03-17 | 4030
2007-03-18 | 3340
2007-03-19 | 2910
2007-03-20 | 3090
2007-03-21 | 3950
2007-03-22 | 3770
2007-03-23 | 5220
2007-03-24 | 5820
2007-03-25 | 5340
2007-03-26 | 4610
2007-03-27 | 4110
2007-03-28 | 3590
2007-03-29 | 3000
2007-03-30 | 2610
2007-03-31 | 2390
2007-04-01 | 2230
2007-04-02 | 2380
2007-04-03 | 2170
2007-04-04 | 2100
2007-04-05 | 2060
2007-04-06 | 1820
2007-04-07 | 1710
2007-04-08 | 1640
2007-04-09 | 1580
2007-04-10 | 1490
2007-04-11 | 1410
2007-04-12 | 1850
2007-04-13 | 2240
2007-04-14 | 2060
2007-04-15 | 5180
2007-04-16 | 11400
2007-04-17 | 9280
2007-04-18 | 7190
2007-04-19 | 5450
2007-04-20 | 4320
2007-04-21 | 3560
2007-04-22 | 3150
2007-04-23 | 2800
2007-04-24 | 2490
2007-04-25 | 2350
2007-04-26 | 2660
2007-04-27 | 2850
2007-04-28 | 2550
2007-04-29 | 2070
2007-04-30 | 1930
2007-05-01 | 1880
2007-05-02 | 2200
2007-05-03 | 2000
2007-05-04 | 1750
2007-05-05 | 1640
2007-05-06 | 1590
2007-05-07 | 1510
2007-05-08 | 1480
2007-05-09 | 1430
2007-05-10 | 1410
2007-05-11 | 1370
2007-05-12 | 1240
2007-05-13 | 1150
2007-05-14 | 1090
2007-05-15 | 1050
2007-05-16 | 1060
2007-05-17 | 1110
2007-05-18 | 1070
2007-05-19 | 1020
2007-05-20 | 948
2007-05-21 | 924
2007-05-22 | 868
2007-05-23 | 809
2007-05-24 | 759
2007-05-25 | 747
2007-05-26 | 774
2007-05-27 | 836
2007-05-28 | 821
2007-05-29 | 748
2007-05-30 | 699
2007-05-31 | 645
2007-06-01 | 800
2007-06-02 | 1250
2007-06-03 | 900
2007-06-04 | 1200
2007-06-05 | 1150
2007-06-06 | 891
2007-06-07 | 735
2007-06-08 | 688
2007-06-09 | 662
2007-06-10 | 711
2007-06-11 | 870
2007-06-12 | 744
2007-06-13 | 804
2007-06-14 | 798
2007-06-15 | 684
2007-06-16 | 643
2007-06-17 | 619
2007-06-18 | 597
2007-06-19 | 588
2007-06-20 | 1160
2007-06-21 | 983
2007-06-22 | 789
2007-06-23 | 668
2007-06-24 | 618
2007-06-25 | 595
2007-06-26 | 580
2007-06-27 | 569
2007-06-28 | 672
2007-06-29 | 692
2007-06-30 | 625
2007-07-01 | 548
2007-07-02 | 515
2007-07-03 | 464
2007-07-04 | 446
2007-07-05 | 1040
2007-07-06 | 1220
2007-07-07 | 774
2007-07-08 | 658
2007-07-09 | 572
2007-07-10 | 496
2007-07-11 | 488
2007-07-12 | 588
2007-07-13 | 507
2007-07-14 | 461
2007-07-15 | 455
2007-07-16 | 478
2007-07-17 | 477
2007-07-18 | 464
2007-07-19 | 504
2007-07-20 | 502
2007-07-21 | 486
2007-07-22 | 425
2007-07-23 | 422
2007-07-24 | 422
2007-07-25 | 442
2007-07-26 | 417
2007-07-27 | 446
2007-07-28 | 480
2007-07-29 | 685
2007-07-30 | 720
2007-07-31 | 661
2007-08-01 | 491
2007-08-02 | 386
2007-08-03 | 363
2007-08-04 | 337
2007-08-05 | 337
2007-08-06 | 344
2007-08-07 | 378
2007-08-08 | 391
2007-08-09 | 422
2007-08-10 | 435
2007-08-11 | 429
2007-08-12 | 388
2007-08-13 | 363
2007-08-14 | 339
2007-08-15 | 333
2007-08-16 | 325
2007-08-17 | 329
2007-08-18 | 311
2007-08-19 | 314
2007-08-20 | 414
2007-08-21 | 918
2007-08-22 | 1460
2007-08-23 | 917
2007-08-24 | 551
2007-08-25 | 467
2007-08-26 | 1350
2007-08-27 | 1100
2007-08-28 | 687
2007-08-29 | 530
2007-08-30 | 481
2007-08-31 | 463
2007-09-01 | 430
2007-09-02 | 402
2007-09-03 | 393
2007-09-04 | 387
2007-09-05 | 402
2007-09-06 | 400
2007-09-07 | 396
2007-09-08 | 397
2007-09-09 | 393
2007-09-10 | 446
2007-09-11 | 641
2007-09-12 | 581
2007-09-13 | 522
2007-09-14 | 442
2007-09-15 | 402
2007-09-16 | 383
2007-09-17 | 370
2007-09-18 | 370
2007-09-19 | 366
2007-09-20 | 382
2007-09-21 | 395
2007-09-22 | 376
2007-09-23 | 374
2007-09-24 | 369
2007-09-25 | 369
2007-09-26 | 364
2007-09-27 | 427
2007-09-28 | 428
2007-09-29 | 403
2007-09-30 | 372
2007-10-01 | 360
2007-10-02 | 363
2007-10-03 | 373
2007-10-04 | 425
2007-10-05 | 427
2007-10-06 | 425
2007-10-07 | 422
2007-10-08 | 413
2007-10-09 | 443
2007-10-10 | 530
2007-10-11 | 580
2007-10-12 | 703
2007-10-13 | 627
2007-10-14 | 500
2007-10-15 | 477
2007-10-16 | 484
2007-10-17 | 468
2007-10-18 | 468
2007-10-19 | 467
2007-10-20 | 507
2007-10-21 | 569
2007-10-22 | 494
2007-10-23 | 478
2007-10-24 | 512
2007-10-25 | 718
2007-10-26 | 711
2007-10-27 | 2830
2007-10-28 | 3500
2007-10-29 | 2000
2007-10-30 | 1630
2007-10-31 | 1510
2007-11-01 | 1370
2007-11-02 | 1170
2007-11-03 | 946
2007-11-04 | 878
2007-11-05 | 831
2007-11-06 | 793
2007-11-07 | 698
2007-11-08 | 573
2007-11-09 | 539
2007-11-10 | 523
2007-11-11 | 512
2007-11-12 | 499
2007-11-13 | 523
2007-11-14 | 587
2007-11-15 | 996
2007-11-16 | 1550
2007-11-17 | 1150
2007-11-18 | 1030
2007-11-19 | 1220
2007-11-20 | 1380
2007-11-21 | 1710
2007-11-22 | 1840
2007-11-23 | 1700
2007-11-24 | 1470
2007-11-25 | 1300
2007-11-26 | 1600
2007-11-27 | 2740
2007-11-28 | 2650
2007-11-29 | 2080
2007-11-30 | 1740
2007-12-01 | 1530
2007-12-02 | 1380
2007-12-03 | 1590
2007-12-04 | 1610
2007-12-05 | 1400
2007-12-06 | 1260
2007-12-07 | 1160
2007-12-08 | 1110
2007-12-09 | 1130
2007-12-10 | 1450
2007-12-11 | 1540
2007-12-12 | 1430
2007-12-13 | 1730
2007-12-14 | 2320
2007-12-15 | 2660
2007-12-16 | 2990
2007-12-17 | 2740
2007-12-18 | 2230
2007-12-19 | 1910
2007-12-20 | 1760
2007-12-21 | 1650
2007-12-22 | 1600
2007-12-23 | 1730
2007-12-24 | 5240
2007-12-25 | 4310
2007-12-26 | 3360
2007-12-27 | 2930
2007-12-28 | 2400
2007-12-29 | 2970
2007-12-30 | 2960
2007-12-31 | 3490
2008-01-01 | 3440
2008-01-02 | 3240
2008-01-03 | 2710
2008-01-04 | 2210
2008-01-05 | 1980
2008-01-06 | 1880
2008-01-07 | 1860
2008-01-08 | 1810
2008-01-09 | 1710
2008-01-10 | 1660
2008-01-11 | 1670
2008-01-12 | 1890
2008-01-13 | 1690
2008-01-14 | 1620
2008-01-15 | 1570
2008-01-16 | 1470
2008-01-17 | 1400
2008-01-18 | 1520
2008-01-19 | 1560
2008-01-20 | 1430
2008-01-21 | 1260
2008-01-22 | 1240
2008-01-23 | 1210
2008-01-24 | 1180
2008-01-25 | 1140
2008-01-26 | 1090
2008-01-27 | 1070
2008-01-28 | 1020
2008-01-29 | 1020
2008-01-30 | 1150
2008-01-31 | 1150
2008-02-01 | 1670
2008-02-02 | 5290
2008-02-03 | 3690
2008-02-04 | 3690
2008-02-05 | 3260
2008-02-06 | 2730
2008-02-07 | 2860
2008-02-08 | 2750
2008-02-09 | 2570
2008-02-10 | 2440
2008-02-11 | 2100
2008-02-12 | 1810
2008-02-13 | 4450
2008-02-14 | 7360
2008-02-15 | 5370
2008-02-16 | 4270
2008-02-17 | 3660
2008-02-18 | 5620
2008-02-19 | 6600
2008-02-20 | 5510
2008-02-21 | 4480
2008-02-22 | 3530
2008-02-23 | 3070
2008-02-24 | 2750
2008-02-25 | 2570
2008-02-26 | 2860
2008-02-27 | 5050
2008-02-28 | 4300
2008-02-29 | 3310
2008-03-01 | 3060
2008-03-02 | 2860
2008-03-03 | 2500
2008-03-04 | 2470
2008-03-05 | 12700
2008-03-06 | 12500
2008-03-07 | 8280
2008-03-08 | 7290
2008-03-09 | 9250
2008-03-10 | 7660
2008-03-11 | 6190
2008-03-12 | 4660
2008-03-13 | 3960
2008-03-14 | 3430
2008-03-15 | 3070
2008-03-16 | 2820
2008-03-17 | 2520
2008-03-18 | 2280
2008-03-19 | 2660
2008-03-20 | 4450
2008-03-21 | 3950
2008-03-22 | 3380
2008-03-23 | 3050
2008-03-24 | 2840
2008-03-25 | 2700
2008-03-26 | 2570
2008-03-27 | 2400
2008-03-28 | 2190
2008-03-29 | 1800
2008-03-30 | 1570
2008-03-31 | 1620
2008-04-01 | 1760
2008-04-02 | 1730
2008-04-03 | 1460
2008-04-04 | 1650
2008-04-05 | 1870
2008-04-06 | 1700
2008-04-07 | 1510
2008-04-08 | 1420
2008-04-09 | 1360
2008-04-10 | 1340
2008-04-11 | 1300
2008-04-12 | 1470
2008-04-13 | 1370
2008-04-14 | 1260
2008-04-15 | 1190
2008-04-16 | 1120
2008-04-17 | 1070
2008-04-18 | 1040
2008-04-19 | 1010
2008-04-20 | 1020
2008-04-21 | 1130
2008-04-22 | 1110
2008-04-23 | 994
2008-04-24 | 995
2008-04-25 | 958
2008-04-26 | 896
2008-04-27 | 1010
2008-04-28 | 1300
2008-04-29 | 1990
2008-04-30 | 1620
2008-05-01 | 1370
2008-05-02 | 1280
2008-05-03 | 1170
2008-05-04 | 1200
2008-05-05 | 1200
2008-05-06 | 1140
2008-05-07 | 1020
2008-05-08 | 985
2008-05-09 | 1220
2008-05-10 | 1440
2008-05-11 | 1260
2008-05-12 | 1140
2008-05-13 | 1040
2008-05-14 | 959
2008-05-15 | 915
2008-05-16 | 1170
2008-05-17 | 1760
2008-05-18 | 1690
2008-05-19 | 1890
2008-05-20 | 1860
2008-05-21 | 2020
2008-05-22 | 1820
2008-05-23 | 1640
2008-05-24 | 1420
2008-05-25 | 1330
2008-05-26 | 1250
2008-05-27 | 1230
2008-05-28 | 1280
2008-05-29 | 1130
2008-05-30 | 1010
2008-05-31 | 987
2008-06-01 | 1080
2008-06-02 | 964
2008-06-03 | 854
2008-06-04 | 982
2008-06-05 | 1580
2008-06-06 | 1350
2008-06-07 | 949
2008-06-08 | 850
2008-06-09 | 755
2008-06-10 | 733
2008-06-11 | 702
2008-06-12 | 664
2008-06-13 | 616
2008-06-14 | 584
2008-06-15 | 585
2008-06-16 | 571
2008-06-17 | 578
2008-06-18 | 559
2008-06-19 | 536
2008-06-20 | 506
2008-06-21 | 495
2008-06-22 | 491
2008-06-23 | 488
2008-06-24 | 513
2008-06-25 | 491
2008-06-26 | 461
2008-06-27 | 476
2008-06-28 | 477
2008-06-29 | 484
2008-06-30 | 465
2008-07-01 | 447
2008-07-02 | 417
2008-07-03 | 389
2008-07-04 | 429
2008-07-05 | 496
2008-07-06 | 486
2008-07-07 | 465
2008-07-08 | 486
2008-07-09 | 504
2008-07-10 | 460
2008-07-11 | 427
2008-07-12 | 402
2008-07-13 | 392
2008-07-14 | 568
2008-07-15 | 565
2008-07-16 | 438
2008-07-17 | 410
2008-07-18 | 397
2008-07-19 | 384
2008-07-20 | 377
2008-07-21 | 357
2008-07-22 | 362
2008-07-23 | 390
2008-07-24 | 522
2008-07-25 | 495
2008-07-26 | 406
2008-07-27 | 534
2008-07-28 | 452
2008-07-29 | 391
2008-07-30 | 421
2008-07-31 | 419
2008-08-01 | 405
2008-08-02 | 401
2008-08-03 | 434
2008-08-04 | 410
2008-08-05 | 378
2008-08-06 | 369
2008-08-07 | 363
2008-08-08 | 348
2008-08-09 | 353
2008-08-10 | 352
2008-08-11 | 497
2008-08-12 | 562
2008-08-13 | 428
2008-08-14 | 499
2008-08-15 | 605
2008-08-16 | 503
2008-08-17 | 411
2008-08-18 | 373
2008-08-19 | 347
2008-08-20 | 331
2008-08-21 | 314
2008-08-22 | 314
2008-08-23 | 321
2008-08-24 | 314
2008-08-25 | 309
2008-08-26 | 311
2008-08-27 | 302
2008-08-28 | 297
2008-08-29 | 311
2008-08-30 | 324
2008-08-31 | 321
2008-09-01 | 299
2008-09-02 | 300
2008-09-03 | 338
2008-09-04 | 424
2008-09-05 | 391
2008-09-06 | 810
2008-09-07 | 1060
2008-09-08 | 528
2008-09-09 | 535
2008-09-10 | 657
2008-09-11 | 481
2008-09-12 | 480
2008-09-13 | 661
2008-09-14 | 612
2008-09-15 | 493
2008-09-16 | 388
2008-09-17 | 372
2008-09-18 | 370
2008-09-19 | 370
2008-09-20 | 398
2008-09-21 | 395
2008-09-22 | 394
2008-09-23 | 367
2008-09-24 | 337
2008-09-25 | 333
2008-09-26 | 355
2008-09-27 | 372
2008-09-28 | 463
2008-09-29 | 1380
2008-09-30 | 711
2008-10-01 | 586
2008-10-02 | 462
2008-10-03 | 416
2008-10-04 | 399
2008-10-05 | 408
2008-10-06 | 404
2008-10-07 | 391
2008-10-08 | 394
2008-10-09 | 389
2008-10-10 | 382
2008-10-11 | 382
2008-10-12 | 369
2008-10-13 | 364
2008-10-14 | 360
2008-10-15 | 362
2008-10-16 | 410
2008-10-17 | 470
2008-10-18 | 445
2008-10-19 | 441
2008-10-20 | 433
2008-10-21 | 450
2008-10-22 | 493
2008-10-23 | 501
2008-10-24 | 512
2008-10-25 | 638
2008-10-26 | 1740
2008-10-27 | 1150
2008-10-28 | 1260
2008-10-29 | 2260
2008-10-30 | 1670
2008-10-31 | 1220
2008-11-01 | 901
2008-11-02 | 784
2008-11-03 | 666
2008-11-04 | 580
2008-11-05 | 555
2008-11-06 | 547
2008-11-07 | 533
2008-11-08 | 508
2008-11-09 | 483
2008-11-10 | 460
2008-11-11 | 451
2008-11-12 | 447
2008-11-13 | 473
2008-11-14 | 552
2008-11-15 | 611
2008-11-16 | 768
2008-11-17 | 722
2008-11-18 | 612
2008-11-19 | 530
2008-11-20 | 500
2008-11-21 | 506
2008-11-22 | 497
2008-11-23 | 469
2008-11-24 | 458
2008-11-25 | 532
2008-11-26 | 600
2008-11-27 | 505
2008-11-28 | 470
2008-11-29 | 465
2008-11-30 | 508
2008-12-01 | 1130
2008-12-02 | 1500
2008-12-03 | 1270
2008-12-04 | 1090
2008-12-05 | 1000
2008-12-06 | 858
2008-12-07 | 786
2008-12-08 | 691
2008-12-09 | 666
2008-12-10 | 828
2008-12-11 | 2150
2008-12-12 | 11300
2008-12-13 | 7030
2008-12-14 | 5310
2008-12-15 | 4140
2008-12-16 | 3100
2008-12-17 | 2730
2008-12-18 | 2540
2008-12-19 | 2500
2008-12-20 | 2820
2008-12-21 | 2600
2008-12-22 | 2480
2008-12-23 | 2200
2008-12-24 | 2750
2008-12-25 | 7150
2008-12-26 | 6840
2008-12-27 | 5430
2008-12-28 | 4490
2008-12-29 | 4000
2008-12-30 | 3630
2008-12-31 | 3160
2009-01-01 | 2730
2009-01-02 | 2400
2009-01-03 | 2160
2009-01-04 | 1960
2009-01-05 | 1920
2009-01-06 | 1940
2009-01-07 | 2280
2009-01-08 | 2650
2009-01-09 | 2040
2009-01-10 | 1740
2009-01-11 | 1680
2009-01-12 | 1560
2009-01-13 | 1470
2009-01-14 | 1420
2009-01-15 | 1280
2009-01-16 | 1060
2009-01-17 | 900
2009-01-18 | 850
2009-01-19 | 800
2009-01-20 | 820
2009-01-21 | 900
2009-01-22 | 950
2009-01-23 | 994
2009-01-24 | 982
2009-01-25 | 898
2009-01-26 | 846
2009-01-27 | 803
2009-01-28 | 872
2009-01-29 | 1020
2009-01-30 | 945
2009-01-31 | 814
2009-02-01 | 788
2009-02-02 | 813
2009-02-03 | 894
2009-02-04 | 892
2009-02-05 | 775
2009-02-06 | 712
2009-02-07 | 712
2009-02-08 | 1060
2009-02-09 | 2080
2009-02-10 | 1720
2009-02-11 | 1470
2009-02-12 | 1680
2009-02-13 | 1680
2009-02-14 | 1480
2009-02-15 | 1380
2009-02-16 | 1300
2009-02-17 | 1200
2009-02-18 | 1130
2009-02-19 | 1190
2009-02-20 | 1190
2009-02-21 | 1060
2009-02-22 | 1040
2009-02-23 | 950
2009-02-24 | 852
2009-02-25 | 841
2009-02-26 | 842
2009-02-27 | 840
2009-02-28 | 1030
2009-03-01 | 1010
2009-03-02 | 964
2009-03-03 | 870
2009-03-04 | 790
2009-03-05 | 806
2009-03-06 | 792
2009-03-07 | 830
2009-03-08 | 848
2009-03-09 | 936
2009-03-10 | 1090
2009-03-11 | 1020
2009-03-12 | 939
2009-03-13 | 869
2009-03-14 | 844
2009-03-15 | 820
2009-03-16 | 798
2009-03-17 | 804
2009-03-18 | 770
2009-03-19 | 737
2009-03-20 | 776
2009-03-21 | 715
2009-03-22 | 664
2009-03-23 | 658
2009-03-24 | 630
2009-03-25 | 565
2009-03-26 | 577
2009-03-27 | 663
2009-03-28 | 703
2009-03-29 | 820
2009-03-30 | 1290
2009-03-31 | 1100
2009-04-01 | 1020
2009-04-02 | 1210
2009-04-03 | 1980
2009-04-04 | 4640
2009-04-05 | 3450
2009-04-06 | 2930
2009-04-07 | 2670
2009-04-08 | 2190
2009-04-09 | 1900
2009-04-10 | 1700
2009-04-11 | 1620
2009-04-12 | 1500
2009-04-13 | 1290
2009-04-14 | 1190
2009-04-15 | 1410
2009-04-16 | 1500
2009-04-17 | 1310
2009-04-18 | 1140
2009-04-19 | 1110
2009-04-20 | 1110
2009-04-21 | 1670
2009-04-22 | 1880
2009-04-23 | 1720
2009-04-24 | 1530
2009-04-25 | 1370
2009-04-26 | 1310
2009-04-27 | 1250
2009-04-28 | 1220
2009-04-29 | 1170
2009-04-30 | 1100
2009-05-01 | 1120
2009-05-02 | 1310
2009-05-03 | 1240
2009-05-04 | 1300
2009-05-05 | 1550
2009-05-06 | 1590
2009-05-07 | 3620
2009-05-08 | 4020
2009-05-09 | 3130
2009-05-10 | 2620
2009-05-11 | 2130
2009-05-12 | 1880
2009-05-13 | 1700
2009-05-14 | 1700
2009-05-15 | 2250
2009-05-16 | 1930
2009-05-17 | 2980
2009-05-18 | 2630
2009-05-19 | 2360
2009-05-20 | 2100
2009-05-21 | 1910
2009-05-22 | 1710
2009-05-23 | 1540
2009-05-24 | 1860
2009-05-25 | 1700
2009-05-26 | 1430
2009-05-27 | 1390
2009-05-28 | 1320
2009-05-29 | 1670
2009-05-30 | 1650
2009-05-31 | 1380
2009-06-01 | 1210
2009-06-02 | 1070
2009-06-03 | 1130
2009-06-04 | 1470
2009-06-05 | 1570
2009-06-06 | 1570
2009-06-07 | 1370
2009-06-08 | 1220
2009-06-09 | 1370
2009-06-10 | 1450
2009-06-11 | 2360
2009-06-12 | 2920
2009-06-13 | 2510
2009-06-14 | 3660
2009-06-15 | 3260
2009-06-16 | 2520
2009-06-17 | 2480
2009-06-18 | 4250
2009-06-19 | 6100
2009-06-20 | 5150
2009-06-21 | 6310
2009-06-22 | 4870
2009-06-23 | 3740
2009-06-24 | 2980
2009-06-25 | 2490
2009-06-26 | 2220
2009-06-27 | 2030
2009-06-28 | 1770
2009-06-29 | 1620
2009-06-30 | 1520
2009-07-01 | 1690
2009-07-02 | 2110
2009-07-03 | 1700
2009-07-04 | 1470
2009-07-05 | 1320
2009-07-06 | 1190
2009-07-07 | 1080
2009-07-08 | 1020
2009-07-09 | 953
2009-07-10 | 871
2009-07-11 | 900
2009-07-12 | 3150
2009-07-13 | 2270
2009-07-14 | 1440
2009-07-15 | 1210
2009-07-16 | 1110
2009-07-17 | 998
2009-07-18 | 926
2009-07-19 | 844
2009-07-20 | 773
2009-07-21 | 730
2009-07-22 | 776
2009-07-23 | 912
2009-07-24 | 1100
2009-07-25 | 939
2009-07-26 | 950
2009-07-27 | 907
2009-07-28 | 761
2009-07-29 | 653
2009-07-30 | 1400
2009-07-31 | 1200
2009-08-01 | 1090
2009-08-02 | 2540
2009-08-03 | 4180
2009-08-04 | 2820
2009-08-05 | 2040
2009-08-06 | 1560
2009-08-07 | 1250
2009-08-08 | 1080
2009-08-09 | 2750
2009-08-10 | 3590
2009-08-11 | 2680
2009-08-12 | 2130
2009-08-13 | 3420
2009-08-14 | 3100
2009-08-15 | 2380
2009-08-16 | 1970
2009-08-17 | 1700
2009-08-18 | 1560
2009-08-19 | 1620
2009-08-20 | 2530
2009-08-21 | 2330
2009-08-22 | 2960
2009-08-23 | 2700
2009-08-24 | 2620
2009-08-25 | 2100
2009-08-26 | 1610
2009-08-27 | 1420
2009-08-28 | 2570
2009-08-29 | 4380
2009-08-30 | 4600
2009-08-31 | 3600
2009-09-01 | 2580
2009-09-02 | 2030
2009-09-03 | 1700
2009-09-04 | 1480
2009-09-05 | 1360
2009-09-06 | 1240
2009-09-07 | 1160
2009-09-08 | 1110
2009-09-09 | 1040
2009-09-10 | 987
2009-09-11 | 1510
2009-09-12 | 2200
2009-09-13 | 1810
2009-09-14 | 1330
2009-09-15 | 1170
2009-09-16 | 1110
2009-09-17 | 1110
2009-09-18 | 1060
2009-09-19 | 897
2009-09-20 | 822
2009-09-21 | 813
2009-09-22 | 843
2009-09-23 | 862
2009-09-24 | 1010
2009-09-25 | 815
2009-09-26 | 714
2009-09-27 | 1090
2009-09-28 | 1310
2009-09-29 | 1220
2009-09-30 | 827
2009-10-01 | 817
2009-10-02 | 751
2009-10-03 | 709
2009-10-04 | 682
2009-10-05 | 645
2009-10-06 | 658
2009-10-07 | 688
2009-10-08 | 721
2009-10-09 | 607
2009-10-10 | 797
2009-10-11 | 792
2009-10-12 | 669
2009-10-13 | 653
2009-10-14 | 670
2009-10-15 | 842
2009-10-16 | 1310
2009-10-17 | 1550
2009-10-18 | 1790
2009-10-19 | 1630
2009-10-20 | 1520
2009-10-21 | 1330
2009-10-22 | 1350
2009-10-23 | 1300
2009-10-24 | 1920
2009-10-25 | 4110
2009-10-26 | 3420
2009-10-27 | 3100
2009-10-28 | 4450
2009-10-29 | 5370
2009-10-30 | 4390
2009-10-31 | 3620
2009-11-01 | 3320
2009-11-02 | 2710
2009-11-03 | 2230
2009-11-04 | 1960
2009-11-05 | 1700
2009-11-06 | 1800
2009-11-07 | 1690
2009-11-08 | 1450
2009-11-09 | 1390
2009-11-10 | 1370
2009-11-11 | 1250
2009-11-12 | 1240
2009-11-13 | 1240
2009-11-14 | 1150
2009-11-15 | 1150
2009-11-16 | 1100
2009-11-17 | 1050
2009-11-18 | 983
2009-11-19 | 963
2009-11-20 | 1770
2009-11-21 | 1630
2009-11-22 | 1340
2009-11-23 | 1200
2009-11-24 | 1120
2009-11-25 | 1150
2009-11-26 | 1260
2009-11-27 | 1290
2009-11-28 | 1290
2009-11-29 | 1210
2009-11-30 | 1170
2009-12-01 | 1140
2009-12-02 | 1170
2009-12-03 | 4260
2009-12-04 | 4680
2009-12-05 | 3580
2009-12-06 | 3060
2009-12-07 | 2590
2009-12-08 | 2410
2009-12-09 | 4030
2009-12-10 | 5470
2009-12-11 | 4460
2009-12-12 | 3590
2009-12-13 | 3310
2009-12-14 | 4110
2009-12-15 | 3810
2009-12-16 | 3430
2009-12-17 | 2970
2009-12-18 | 2690
2009-12-19 | 2550
2009-12-20 | 2440
2009-12-21 | 2120
2009-12-22 | 1860
2009-12-23 | 1760
2009-12-24 | 1620
2009-12-25 | 1570
2009-12-26 | 2310
2009-12-27 | 3910
2009-12-28 | 3760
2009-12-29 | 3510
2009-12-30 | 3000
2009-12-31 | 2620
2010-01-01 | 2250
2010-01-02 | 2090
2010-01-03 | 1820
2010-01-04 | 1740
2010-01-05 | 1640
2010-01-06 | 1510
2010-01-07 | 1440
2010-01-08 | 1390
2010-01-09 | 1300
2010-01-10 | 1120
2010-01-11 | 1000
2010-01-12 | 1050
2010-01-13 | 1090
2010-01-14 | 1040
2010-01-15 | 977
2010-01-16 | 976
2010-01-17 | 1130
2010-01-18 | 1980
2010-01-19 | 1900
2010-01-20 | 1550
2010-01-21 | 1370
2010-01-22 | 1280
2010-01-23 | 1250
2010-01-24 | 1200
2010-01-25 | 3300
2010-01-26 | 5970
2010-01-27 | 4610
2010-01-28 | 3680
2010-01-29 | 2880
2010-01-30 | 2220
2010-01-31 | 1970
2010-02-01 | 1820
2010-02-02 | 1720
2010-02-03 | 1660
2010-02-04 | 1570
2010-02-05 | 1480
2010-02-06 | 1520
2010-02-07 | 1380
2010-02-08 | 1310
2010-02-09 | 1270
2010-02-10 | 1330
2010-02-11 | 1300
2010-02-12 | 1290
2010-02-13 | 1160
2010-02-14 | 1100
2010-02-15 | 1040
2010-02-16 | 1030
2010-02-17 | 962
2010-02-18 | 947
2010-02-19 | 952
2010-02-20 | 966
2010-02-21 | 938
2010-02-22 | 995
2010-02-23 | 1140
2010-02-24 | 1440
2010-02-25 | 1680
2010-02-26 | 1670
2010-02-27 | 1590
2010-02-28 | 1520
2010-03-01 | 1490
2010-03-02 | 1670
2010-03-03 | 1890
2010-03-04 | 2270
2010-03-05 | 2510
2010-03-06 | 2560
2010-03-07 | 2510
2010-03-08 | 2420
2010-03-09 | 2470
2010-03-10 | 2500
2010-03-11 | 2370
2010-03-12 | 2450
2010-03-13 | 3090
2010-03-14 | 6530
2010-03-15 | 6230
2010-03-16 | 5060
2010-03-17 | 4120
2010-03-18 | 3690
2010-03-19 | 3100
2010-03-20 | 2700
2010-03-21 | 2440
2010-03-22 | 2410
2010-03-23 | 3440
2010-03-24 | 2890
2010-03-25 | 2430
2010-03-26 | 2420
2010-03-27 | 2170
2010-03-28 | 2010
2010-03-29 | 3850
2010-03-30 | 4280
2010-03-31 | 6980
2010-04-01 | 6050
2010-04-02 | 4630
2010-04-03 | 3700
2010-04-04 | 3200
2010-04-05 | 2770
2010-04-06 | 2470
2010-04-07 | 2260
2010-04-08 | 2050
2010-04-09 | 2120
2010-04-10 | 1810
2010-04-11 | 1640
2010-04-12 | 1510
2010-04-13 | 1410
2010-04-14 | 1360
2010-04-15 | 1300
2010-04-16 | 1320
2010-04-17 | 1720
2010-04-18 | 1450
2010-04-19 | 1340
2010-04-20 | 1280
2010-04-21 | 1130
2010-04-22 | 1110
2010-04-23 | 1090
2010-04-24 | 1040
2010-04-25 | 1270
2010-04-26 | 2620
2010-04-27 | 2680
2010-04-28 | 2110
2010-04-29 | 1860
2010-04-30 | 1690
2010-05-01 | 1560
2010-05-02 | 1490
2010-05-03 | 4490
2010-05-04 | 4710
2010-05-05 | 3460
2010-05-06 | 2340
2010-05-07 | 1980
2010-05-08 | 1800
2010-05-09 | 1650
2010-05-10 | 1550
2010-05-11 | 1500
2010-05-12 | 2010
2010-05-13 | 1770
2010-05-14 | 1440
2010-05-15 | 1410
2010-05-16 | 1300
2010-05-17 | 1180
2010-05-18 | 1220
2010-05-19 | 1280
2010-05-20 | 1170
2010-05-21 | 1070
2010-05-22 | 984
2010-05-23 | 948
2010-05-24 | 964
2010-05-25 | 961
2010-05-26 | 878
2010-05-27 | 841
2010-05-28 | 1070
2010-05-29 | 977
2010-05-30 | 952
2010-05-31 | 858
2010-06-01 | 793
2010-06-02 | 743
2010-06-03 | 667
2010-06-04 | 641
2010-06-05 | 710
2010-06-06 | 641
2010-06-07 | 625
2010-06-08 | 579
2010-06-09 | 667
2010-06-10 | 1500
2010-06-11 | 1100
2010-06-12 | 758
2010-06-13 | 734
2010-06-14 | 844
2010-06-15 | 722
2010-06-16 | 649
2010-06-17 | 662
2010-06-18 | 594
2010-06-19 | 536
2010-06-20 | 513
2010-06-21 | 498
2010-06-22 | 496
2010-06-23 | 518
2010-06-24 | 508
2010-06-25 | 505
2010-06-26 | 473
2010-06-27 | 493
2010-06-28 | 483
2010-06-29 | 479
2010-06-30 | 401
2010-07-01 | 385
2010-07-02 | 371
2010-07-03 | 375
2010-07-04 | 376
2010-07-05 | 371
2010-07-06 | 382
2010-07-07 | 374
2010-07-08 | 369
2010-07-09 | 351
2010-07-10 | 619
2010-07-11 | 763
2010-07-12 | 492
2010-07-13 | 999
2010-07-14 | 3460
2010-07-15 | 3730
2010-07-16 | 2050
2010-07-17 | 1260
2010-07-18 | 1010
2010-07-19 | 814
2010-07-20 | 839
2010-07-21 | 724
2010-07-22 | 747
2010-07-23 | 657
2010-07-24 | 565
2010-07-25 | 570
2010-07-26 | 772
2010-07-27 | 605
2010-07-28 | 472
2010-07-29 | 471
2010-07-30 | 440
2010-07-31 | 421
2010-08-01 | 454
2010-08-02 | 675
2010-08-03 | 560
2010-08-04 | 490
2010-08-05 | 454
2010-08-06 | 413
2010-08-07 | 383
2010-08-08 | 381
2010-08-09 | 418
2010-08-10 | 476
2010-08-11 | 478
2010-08-12 | 475
2010-08-13 | 565
2010-08-14 | 448
2010-08-15 | 438
2010-08-16 | 511
2010-08-17 | 509
2010-08-18 | 503
2010-08-19 | 377
2010-08-20 | 428
2010-08-21 | 436
2010-08-22 | 430
2010-08-23 | 464
2010-08-24 | 393
2010-08-25 | 357
2010-08-26 | 341
2010-08-27 | 328
2010-08-28 | 336
2010-08-29 | 337
2010-08-30 | 336
2010-08-31 | 336
2010-09-01 | 370
2010-09-02 | 368
2010-09-03 | 375
2010-09-04 | 411
2010-09-05 | 401
2010-09-06 | 389
2010-09-07 | 393
2010-09-08 | 439
2010-09-09 | 496
2010-09-10 | 467
2010-09-11 | 482
2010-09-12 | 529
2010-09-13 | 473
2010-09-14 | 349
2010-09-15 | 341
2010-09-16 | 340
2010-09-17 | 407
2010-09-18 | 514
2010-09-19 | 505
2010-09-20 | 489
2010-09-21 | 527
2010-09-22 | 631
2010-09-23 | 714
2010-09-24 | 626
2010-09-25 | 419
2010-09-26 | 414
2010-09-27 | 399
2010-09-28 | 376
2010-09-29 | 411
2010-09-30 | 2180
2010-10-01 | 12400
2010-10-02 | 5530
2010-10-03 | 2560
2010-10-04 | 1830
2010-10-05 | 2200
2010-10-06 | 2260
2010-10-07 | 1850
2010-10-08 | 1510
2010-10-09 | 1300
2010-10-10 | 1130
2010-10-11 | 1030
2010-10-12 | 1140
2010-10-13 | 1030
2010-10-14 | 962
2010-10-15 | 1110
2010-10-16 | 987
2010-10-17 | 876
2010-10-18 | 869
2010-10-19 | 1030
2010-10-20 | 1020
2010-10-21 | 940
2010-10-22 | 854
2010-10-23 | 795
2010-10-24 | 770
2010-10-25 | 747
2010-10-26 | 907
2010-10-27 | 1340
2010-10-28 | 1600
2010-10-29 | 1310
2010-10-30 | 1180
2010-10-31 | 1100
2010-11-01 | 921
2010-11-02 | 736
2010-11-03 | 700
2010-11-04 | 1050
2010-11-05 | 2080
2010-11-06 | 1770
2010-11-07 | 1460
2010-11-08 | 1240
2010-11-09 | 1130
2010-11-10 | 1010
2010-11-11 | 942
2010-11-12 | 857
2010-11-13 | 822
2010-11-14 | 786
2010-11-15 | 752
2010-11-16 | 783
2010-11-17 | 1880
2010-11-18 | 1970
2010-11-19 | 1550
2010-11-20 | 1350
2010-11-21 | 1250
2010-11-22 | 1150
2010-11-23 | 1080
2010-11-24 | 1030
2010-11-25 | 973
2010-11-26 | 1090
2010-11-27 | 1030
2010-11-28 | 942
2010-11-29 | 850
2010-11-30 | 791
2010-12-01 | 4180
2010-12-02 | 8760
2010-12-03 | 5330
2010-12-04 | 3740
2010-12-05 | 2910
2010-12-06 | 2260
2010-12-07 | 1900
2010-12-08 | 1620
2010-12-09 | 1460
2010-12-10 | 1330
2010-12-11 | 1270
2010-12-12 | 2040
2010-12-13 | 4310
2010-12-14 | 3610
2010-12-15 | 2910
2010-12-16 | 2320
2010-12-17 | 1900
2010-12-18 | 1680
2010-12-19 | 1530
2010-12-20 | 1410
2010-12-21 | 1300
2010-12-22 | 1230
2010-12-23 | 1160
2010-12-24 | 1080
2010-12-25 | 1020
2010-12-26 | 1010
2010-12-27 | 949
2010-12-28 | 863
2010-12-29 | 886
2010-12-30 | 823
2010-12-31 | 804
2011-01-01 | 797
2011-01-02 | 785
2011-01-03 | 766
2011-01-04 | 710
2011-01-05 | 675
2011-01-06 | 655
2011-01-07 | 666
2011-01-08 | 642
2011-01-09 | 619
2011-01-10 | 593
2011-01-11 | 585
2011-01-12 | 630
2011-01-13 | 593
2011-01-14 | 541
2011-01-15 | 534
2011-01-16 | 557
2011-01-17 | 524
2011-01-18 | 581
2011-01-19 | 699
2011-01-20 | 736
2011-01-21 | 702
2011-01-22 | 585
2011-01-23 | 525
2011-01-24 | 470
2011-01-25 | 494
2011-01-26 | 559
2011-01-27 | 599
2011-01-28 | 574
2011-01-29 | 551
2011-01-30 | 531
2011-01-31 | 500
2011-02-01 | 514
2011-02-02 | 688
2011-02-03 | 955
2011-02-04 | 889
2011-02-05 | 828
2011-02-06 | 958
2011-02-07 | 992
2011-02-08 | 1060
2011-02-09 | 1030
2011-02-10 | 1020
2011-02-11 | 856
2011-02-12 | 821
2011-02-13 | 776
2011-02-14 | 787
2011-02-15 | 1130
2011-02-16 | 1270
2011-02-17 | 1300
2011-02-18 | 1950
2011-02-19 | 3760
2011-02-20 | 3130
2011-02-21 | 2580
2011-02-22 | 2210
2011-02-23 | 1870
2011-02-24 | 1650
2011-02-25 | 2710
2011-02-26 | 3870
2011-02-27 | 3540
2011-02-28 | 3510
2011-03-01 | 3600
2011-03-02 | 2950
2011-03-03 | 2510
2011-03-04 | 2170
2011-03-05 | 1960
2011-03-06 | 2780
2011-03-07 | 11400
2011-03-08 | 8240
2011-03-09 | 6410
2011-03-10 | 6700
2011-03-11 | 22500
2011-03-12 | 12200
2011-03-13 | 8870
2011-03-14 | 7670
2011-03-15 | 6480
2011-03-16 | 6050
2011-03-17 | 5130
2011-03-18 | 3880
2011-03-19 | 3060
2011-03-20 | 2490
2011-03-21 | 2750
2011-03-22 | 3040
2011-03-23 | 2490
2011-03-24 | 3300
2011-03-25 | 3050
2011-03-26 | 2740
2011-03-27 | 2460
2011-03-28 | 2300
2011-03-29 | 2090
2011-03-30 | 1910
2011-03-31 | 1800
2011-04-01 | 1840
2011-04-02 | 1820
2011-04-03 | 1620
2011-04-04 | 1500
2011-04-05 | 1660
2011-04-06 | 1710
2011-04-07 | 1620
2011-04-08 | 1650
2011-04-09 | 1990
2011-04-10 | 1860
2011-04-11 | 1860
2011-04-12 | 2230
2011-04-13 | 4170
2011-04-14 | 4690
2011-04-15 | 4120
2011-04-16 | 4250
2011-04-17 | 12900
2011-04-18 | 8890
2011-04-19 | 6960
2011-04-20 | 5750
2011-04-21 | 4310
2011-04-22 | 3340
2011-04-23 | 3340
2011-04-24 | 3350
2011-04-25 | 3360
2011-04-26 | 3100
2011-04-27 | 2840
2011-04-28 | 4450
2011-04-29 | 6290
2011-04-30 | 5120
2011-05-01 | 4260
2011-05-02 | 3640
2011-05-03 | 2990
2011-05-04 | 3230
2011-05-05 | 3060
2011-05-06 | 2450
2011-05-07 | 2140
2011-05-08 | 2050
2011-05-09 | 1860
2011-05-10 | 1730
2011-05-11 | 1630
2011-05-12 | 1550
2011-05-13 | 1490
2011-05-14 | 1460
2011-05-15 | 1900
2011-05-16 | 3770
2011-05-17 | 3860
2011-05-18 | 3310
2011-05-19 | 3080
2011-05-20 | 3620
2011-05-21 | 4770
2011-05-22 | 4270
2011-05-23 | 3770
2011-05-24 | 4800
2011-05-25 | 3900
2011-05-26 | 3010
2011-05-27 | 3380
2011-05-28 | 3030
2011-05-29 | 2590
2011-05-30 | 2280
2011-05-31 | 2010
2011-06-01 | 1700
2011-06-02 | 1530
2011-06-03 | 1390
2011-06-04 | 1300
2011-06-05 | 1250
2011-06-06 | 1220
2011-06-07 | 1170
2011-06-08 | 1110
2011-06-09 | 1050
2011-06-10 | 1030
2011-06-11 | 1610
2011-06-12 | 1920
2011-06-13 | 1810
2011-06-14 | 1320
2011-06-15 | 1110
2011-06-16 | 1010
2011-06-17 | 1360
2011-06-18 | 1210
2011-06-19 | 1040
2011-06-20 | 943
2011-06-21 | 923
2011-06-22 | 981
2011-06-23 | 994
2011-06-24 | 1140
2011-06-25 | 1070
2011-06-26 | 922
2011-06-27 | 778
2011-06-28 | 735
2011-06-29 | 720
2011-06-30 | 680
2011-07-01 | 653
2011-07-02 | 631
2011-07-03 | 618
2011-07-04 | 640
2011-07-05 | 600
2011-07-06 | 594
2011-07-07 | 591
2011-07-08 | 614
2011-07-09 | 620
2011-07-10 | 576
2011-07-11 | 565
2011-07-12 | 547
2011-07-13 | 514
2011-07-14 | 485
2011-07-15 | 446
2011-07-16 | 441
2011-07-17 | 443
2011-07-18 | 448
2011-07-19 | 452
2011-07-20 | 445
2011-07-21 | 433
2011-07-22 | 410
2011-07-23 | 405
2011-07-24 | 394
2011-07-25 | 567
2011-07-26 | 1220
2011-07-27 | 748
2011-07-28 | 633
2011-07-29 | 578
2011-07-30 | 579
2011-07-31 | 519
2011-08-01 | 458
2011-08-02 | 444
2011-08-03 | 455
2011-08-04 | 657
2011-08-05 | 595
2011-08-06 | 514
2011-08-07 | 5320
2011-08-08 | 2980
2011-08-09 | 1770
2011-08-10 | 1400
2011-08-11 | 1100
2011-08-12 | 814
2011-08-13 | 716
2011-08-14 | 5480
2011-08-15 | 4090
2011-08-16 | 2530
2011-08-17 | 1710
2011-08-18 | 1250
2011-08-19 | 1020
2011-08-20 | 932
2011-08-21 | 848
2011-08-22 | 953
2011-08-23 | 795
2011-08-24 | 667
2011-08-25 | 703
2011-08-26 | 1730
2011-08-27 | 1740
2011-08-28 | 8260
2011-08-29 | 8370
2011-08-30 | 4510
2011-08-31 | 3140
2011-09-01 | 2190
2011-09-02 | 1680
2011-09-03 | 1420
2011-09-04 | 1340
2011-09-05 | 3410
2011-09-06 | 6660
2011-09-07 | 17300
2011-09-08 | 33400
2011-09-09 | 26800
2011-09-10 | 13800
2011-09-11 | 10300
2011-09-12 | 8850
2011-09-13 | 7550
2011-09-14 | 6700
2011-09-15 | 6560
2011-09-16 | 3970
2011-09-17 | 3100
2011-09-18 | 2430
2011-09-19 | 2200
2011-09-20 | 2040
2011-09-21 | 1930
2011-09-22 | 2000
2011-09-23 | 3100
2011-09-24 | 7470
2011-09-25 | 5190
2011-09-26 | 4020
2011-09-27 | 3350
2011-09-28 | 3890
2011-09-29 | 4900
2011-09-30 | 4270
2011-10-01 | 3590
2011-10-02 | 3770
2011-10-03 | 3650
2011-10-04 | 3240
2011-10-05 | 2850
2011-10-06 | 2470
2011-10-07 | 2170
2011-10-08 | 1950
2011-10-09 | 1790
2011-10-10 | 1690
2011-10-11 | 1720
2011-10-12 | 1740
2011-10-13 | 1710
2011-10-14 | 2790
2011-10-15 | 3690
2011-10-16 | 2830
2011-10-17 | 2520
2011-10-18 | 2330
2011-10-19 | 2340
2011-10-20 | 2800
2011-10-21 | 2400
2011-10-22 | 2090
2011-10-23 | 1970
2011-10-24 | 1910
2011-10-25 | 1870
2011-10-26 | 1780
2011-10-27 | 1910
2011-10-28 | 2100
2011-10-29 | 1910
2011-10-30 | 2440
2011-10-31 | 2700
2011-11-01 | 2850
2011-11-02 | 2730
2011-11-03 | 2700
2011-11-04 | 2740
2011-11-05 | 2500
2011-11-06 | 2310
2011-11-07 | 2010
2011-11-08 | 1700
2011-11-09 | 1600
2011-11-10 | 1560
2011-11-11 | 1600
2011-11-12 | 1530
2011-11-13 | 1460
2011-11-14 | 1400
2011-11-15 | 1360
2011-11-16 | 1410
2011-11-17 | 2050
2011-11-18 | 1670
2011-11-19 | 1470
2011-11-20 | 1430
2011-11-21 | 1460
2011-11-22 | 1800
2011-11-23 | 11000
2011-11-24 | 9440
2011-11-25 | 6290
2011-11-26 | 5010
2011-11-27 | 4240
2011-11-28 | 3990
2011-11-29 | 4060
2011-11-30 | 5650
2011-12-01 | 4330
2011-12-02 | 3510
2011-12-03 | 3100
2011-12-04 | 2770
2011-12-05 | 2540
2011-12-06 | 2440
2011-12-07 | 4100
2011-12-08 | 8960
2011-12-09 | 7250
2011-12-10 | 5330
2011-12-11 | 4340
2011-12-12 | 3510
2011-12-13 | 2890
2011-12-14 | 2600
2011-12-15 | 2390
2011-12-16 | 2230
2011-12-17 | 2020
2011-12-18 | 1880
2011-12-19 | 1760
2011-12-20 | 1710
2011-12-21 | 1720
2011-12-22 | 1810
2011-12-23 | 2140
2011-12-24 | 1920
2011-12-25 | 1710
2011-12-26 | 1670
2011-12-27 | 1960
2011-12-28 | 4210
2011-12-29 | 3580
2011-12-30 | 2740
2011-12-31 | 2460
2012-01-01 | 2210
2012-01-02 | 2040
2012-01-03 | 1890
2012-01-04 | 1780
2012-01-05 | 1640
2012-01-06 | 1500
2012-01-07 | 1480
2012-01-08 | 1430
2012-01-09 | 1360
2012-01-10 | 1360
2012-01-11 | 1370
2012-01-12 | 2310
2012-01-13 | 2760
2012-01-14 | 2290
2012-01-15 | 2060
2012-01-16 | 1790
2012-01-17 | 1790
2012-01-18 | 1820
2012-01-19 | 1600
2012-01-20 | 1470
2012-01-21 | 1440
2012-01-22 | 1360
2012-01-23 | 1380
2012-01-24 | 1730
2012-01-25 | 2030
2012-01-26 | 2050
2012-01-27 | 3360
2012-01-28 | 4280
2012-01-29 | 3630
2012-01-30 | 3180
2012-01-31 | 2910
2012-02-01 | 2460
2012-02-02 | 2060
2012-02-03 | 1830
2012-02-04 | 1720
2012-02-05 | 1630
2012-02-06 | 1500
2012-02-07 | 1410
2012-02-08 | 1350
2012-02-09 | 1340
2012-02-10 | 1310
2012-02-11 | 1340
2012-02-12 | 1300
2012-02-13 | 1190
2012-02-14 | 1100
2012-02-15 | 1040
2012-02-16 | 1030
2012-02-17 | 1090
2012-02-18 | 1040
2012-02-19 | 991
2012-02-20 | 945
2012-02-21 | 929
2012-02-22 | 976
2012-02-23 | 997
2012-02-24 | 1000
2012-02-25 | 942
2012-02-26 | 896
2012-02-27 | 848
2012-02-28 | 832
2012-02-29 | 977
2012-03-01 | 1350
2012-03-02 | 1290
2012-03-03 | 1280
2012-03-04 | 1270
2012-03-05 | 1210
2012-03-06 | 1150
2012-03-07 | 1130
2012-03-08 | 1110
2012-03-09 | 1100
2012-03-10 | 1050
2012-03-11 | 995
2012-03-12 | 949
2012-03-13 | 909
2012-03-14 | 910
2012-03-15 | 911
2012-03-16 | 882
2012-03-17 | 854
2012-03-18 | 826
2012-03-19 | 807
2012-03-20 | 779
2012-03-21 | 737
2012-03-22 | 732
2012-03-23 | 732
2012-03-24 | 734
2012-03-25 | 726
2012-03-26 | 727
2012-03-27 | 664
2012-03-28 | 654
2012-03-29 | 670
2012-03-30 | 640
2012-03-31 | 731
2012-04-01 | 760
2012-04-02 | 734
2012-04-03 | 690
2012-04-04 | 634
2012-04-05 | 593
2012-04-06 | 555
2012-04-07 | 554
2012-04-08 | 544
2012-04-09 | 535
2012-04-10 | 529
2012-04-11 | 526
2012-04-12 | 506
2012-04-13 | 496
2012-04-14 | 480
2012-04-15 | 482
2012-04-16 | 482
2012-04-17 | 471
2012-04-18 | 454
2012-04-19 | 458
2012-04-20 | 476
2012-04-21 | 491
2012-04-22 | 724
2012-04-23 | 1420
2012-04-24 | 1190
2012-04-25 | 895
2012-04-26 | 790
2012-04-27 | 719
2012-04-28 | 684
2012-04-29 | 657
2012-04-30 | 622
2012-05-01 | 650
2012-05-02 | 696
2012-05-03 | 827
2012-05-04 | 866
2012-05-05 | 952
2012-05-06 | 924
2012-05-07 | 836
2012-05-08 | 899
2012-05-09 | 1780
2012-05-10 | 1760
2012-05-11 | 1540
2012-05-12 | 1320
2012-05-13 | 1210
2012-05-14 | 1180
2012-05-15 | 2670
2012-05-16 | 5090
2012-05-17 | 4070
2012-05-18 | 2730
2012-05-19 | 2110
2012-05-20 | 1770
2012-05-21 | 1550
2012-05-22 | 1420
2012-05-23 | 1360
2012-05-24 | 1590
2012-05-25 | 1380
2012-05-26 | 1360
2012-05-27 | 2760
2012-05-28 | 2850
2012-05-29 | 2360
2012-05-30 | 2830
2012-05-31 | 2180
2012-06-01 | 1830
2012-06-02 | 6810
2012-06-03 | 6360
2012-06-04 | 3970
2012-06-05 | 3430
2012-06-06 | 2680
2012-06-07 | 2060
2012-06-08 | 1800
2012-06-09 | 1630
2012-06-10 | 1510
2012-06-11 | 1380
2012-06-12 | 1480
2012-06-13 | 2680
2012-06-14 | 1960
2012-06-15 | 1570
2012-06-16 | 1370
2012-06-17 | 1280
2012-06-18 | 1200
2012-06-19 | 1140
2012-06-20 | 1060
2012-06-21 | 972
2012-06-22 | 912
2012-06-23 | 882
2012-06-24 | 827
2012-06-25 | 802
2012-06-26 | 826
2012-06-27 | 728
2012-06-28 | 673
2012-06-29 | 703
2012-06-30 | 643
2012-07-01 | 597
2012-07-02 | 564
2012-07-03 | 536
2012-07-04 | 522
2012-07-05 | 513
2012-07-06 | 504
2012-07-07 | 523
2012-07-08 | 533
2012-07-09 | 501
2012-07-10 | 471
2012-07-11 | 454
2012-07-12 | 443
2012-07-13 | 439
2012-07-14 | 419
2012-07-15 | 469
2012-07-16 | 657
2012-07-17 | 541
2012-07-18 | 471
2012-07-19 | 456
2012-07-20 | 571
2012-07-21 | 696
2012-07-22 | 560
2012-07-23 | 520
2012-07-24 | 521
2012-07-25 | 426
2012-07-26 | 405
2012-07-27 | 502
2012-07-28 | 492
2012-07-29 | 662
2012-07-30 | 734
2012-07-31 | 650
2012-08-01 | 763
2012-08-02 | 731
2012-08-03 | 559
2012-08-04 | 486
2012-08-05 | 504
2012-08-06 | 695
2012-08-07 | 519
2012-08-08 | 449
2012-08-09 | 422
2012-08-10 | 689
2012-08-11 | 660
2012-08-12 | 546
2012-08-13 | 460
2012-08-14 | 672
2012-08-15 | 1150
2012-08-16 | 716
2012-08-17 | 592
2012-08-18 | 602
2012-08-19 | 534
2012-08-20 | 483
2012-08-21 | 488
2012-08-22 | 489
2012-08-23 | 440
2012-08-24 | 409
2012-08-25 | 391
2012-08-26 | 386
2012-08-27 | 373
2012-08-28 | 391
2012-08-29 | 379
2012-08-30 | 361
2012-08-31 | 346
2012-09-01 | 363
2012-09-02 | 374
2012-09-03 | 640
2012-09-04 | 982
2012-09-05 | 769
2012-09-06 | 655
2012-09-07 | 481
2012-09-08 | 516
2012-09-09 | 618
2012-09-10 | 498
2012-09-11 | 393
2012-09-12 | 388
2012-09-13 | 373
2012-09-14 | 374
2012-09-15 | 375
2012-09-16 | 375
2012-09-17 | 381
2012-09-18 | 1550
2012-09-19 | 7400
2012-09-20 | 3680
2012-09-21 | 2070
2012-09-22 | 1340
2012-09-23 | 1110
2012-09-24 | 912
2012-09-25 | 737
2012-09-26 | 679
2012-09-27 | 688
2012-09-28 | 848
2012-09-29 | 892
2012-09-30 | 734
2012-10-01 | 634
2012-10-02 | 1220
2012-10-03 | 2670
2012-10-04 | 2110
2012-10-05 | 1620
2012-10-06 | 1370
2012-10-07 | 1230
2012-10-08 | 1120
2012-10-09 | 976
2012-10-10 | 830
2012-10-11 | 826
2012-10-12 | 781
2012-10-13 | 732
2012-10-14 | 702
2012-10-15 | 806
2012-10-16 | 941
2012-10-17 | 871
2012-10-18 | 856
2012-10-19 | 3440
2012-10-20 | 5280
2012-10-21 | 3910
2012-10-22 | 2840
2012-10-23 | 2120
2012-10-24 | 1850
2012-10-25 | 1650
2012-10-26 | 1770
2012-10-27 | 1650
2012-10-28 | 2000
2012-10-29 | 2850
2012-10-30 | 10400
2012-10-31 | 9040
2012-11-01 | 6660
2012-11-02 | 5080
2012-11-03 | 4040
2012-11-04 | 3420
2012-11-05 | 2810
2012-11-06 | 2010
2012-11-07 | 1770
2012-11-08 | 1610
2012-11-09 | 1470
2012-11-10 | 1410
2012-11-11 | 1350
2012-11-12 | 1280
2012-11-13 | 1760
2012-11-14 | 1920
2012-11-15 | 1580
2012-11-16 | 1380
2012-11-17 | 1310
2012-11-18 | 1250
2012-11-19 | 1200
2012-11-20 | 1140
2012-11-21 | 1140
2012-11-22 | 1050
2012-11-23 | 1020
2012-11-24 | 1020
2012-11-25 | 979
2012-11-26 | 948
2012-11-27 | 955
2012-11-28 | 996
2012-11-29 | 937
2012-11-30 | 845
2012-12-01 | 816
2012-12-02 | 799
2012-12-03 | 778
2012-12-04 | 793
2012-12-05 | 790
2012-12-06 | 736
2012-12-07 | 717
2012-12-08 | 815
2012-12-09 | 838
2012-12-10 | 1070
2012-12-11 | 1260
2012-12-12 | 1230
2012-12-13 | 1110
2012-12-14 | 1050
2012-12-15 | 1050
2012-12-16 | 1020
2012-12-17 | 1060
2012-12-18 | 1220
2012-12-19 | 1200
2012-12-20 | 1120
2012-12-21 | 5830
2012-12-22 | 6750
2012-12-23 | 4520
2012-12-24 | 3510
2012-12-25 | 3030
2012-12-26 | 2770
2012-12-27 | 2650
2012-12-28 | 2240
2012-12-29 | 1970
2012-12-30 | 1890
2012-12-31 | 1670
2013-01-01 | 1510
2013-01-02 | 1460
2013-01-03 | 1400
2013-01-04 | 1300
2013-01-05 | 1250
2013-01-06 | 1210
2013-01-07 | 1170
2013-01-08 | 1130
2013-01-09 | 1080
2013-01-10 | 1050
2013-01-11 | 1050
2013-01-12 | 1310
2013-01-13 | 1290
2013-01-14 | 1370
2013-01-15 | 1530
2013-01-16 | 2020
2013-01-17 | 2220
2013-01-18 | 2150
2013-01-19 | 1920
2013-01-20 | 1880
2013-01-21 | 1770
2013-01-22 | 1500
2013-01-23 | 1220
2013-01-24 | 1180
2013-01-25 | 1140
2013-01-26 | 1140
2013-01-27 | 1060
2013-01-28 | 1160
2013-01-29 | 1260
2013-01-30 | 1430
2013-01-31 | 6890
2013-02-01 | 6120
2013-02-02 | 4690
2013-02-03 | 3920
2013-02-04 | 3410
2013-02-05 | 2850
2013-02-06 | 2270
2013-02-07 | 1970
2013-02-08 | 1810
2013-02-09 | 1790
2013-02-10 | 1620
2013-02-11 | 1660
2013-02-12 | 1750
2013-02-13 | 1720
2013-02-14 | 1630
2013-02-15 | 1530
2013-02-16 | 1580
2013-02-17 | 1510
2013-02-18 | 1370
2013-02-19 | 1420
2013-02-20 | 1460
2013-02-21 | 1330
2013-02-22 | 1230
2013-02-23 | 1220
2013-02-24 | 1250
2013-02-25 | 1220
2013-02-26 | 1190
2013-02-27 | 1530
2013-02-28 | 1960
2013-03-01 | 1760
2013-03-02 | 1630
2013-03-03 | 1540
2013-03-04 | 1460
2013-03-05 | 1410
2013-03-06 | 1380
2013-03-07 | 1290
2013-03-08 | 1200
2013-03-09 | 1150
2013-03-10 | 1100
2013-03-11 | 1050
2013-03-12 | 2270
2013-03-13 | 5150
2013-03-14 | 3560
2013-03-15 | 2840
2013-03-16 | 2510
2013-03-17 | 2250
2013-03-18 | 1970
2013-03-19 | 2110
2013-03-20 | 2510
2013-03-21 | 2260
2013-03-22 | 2080
2013-03-23 | 1960
2013-03-24 | 1840
2013-03-25 | 1810
2013-03-26 | 1780
2013-03-27 | 1590
2013-03-28 | 1440
2013-03-29 | 1350
2013-03-30 | 1300
2013-03-31 | 1260
2013-04-01 | 1330
2013-04-02 | 1230
2013-04-03 | 1130
2013-04-04 | 1070
2013-04-05 | 1030
2013-04-06 | 1010
2013-04-07 | 959
2013-04-08 | 945
2013-04-09 | 941
2013-04-10 | 967
2013-04-11 | 1200
2013-04-12 | 1400
2013-04-13 | 1600
2013-04-14 | 1350
2013-04-15 | 1190
2013-04-16 | 1120
2013-04-17 | 1110
2013-04-18 | 1110
2013-04-19 | 1220
2013-04-20 | 2540
2013-04-21 | 2380
2013-04-22 | 1890
2013-04-23 | 1670
2013-04-24 | 1580
2013-04-25 | 1530
2013-04-26 | 1410
2013-04-27 | 1290
2013-04-28 | 1230
2013-04-29 | 1230
2013-04-30 | 1460
2013-05-01 | 1340
2013-05-02 | 1170
2013-05-03 | 1070
2013-05-04 | 1030
2013-05-05 | 995
2013-05-06 | 955
2013-05-07 | 951
2013-05-08 | 1550
2013-05-09 | 2880
2013-05-10 | 2460
2013-05-11 | 2340
2013-05-12 | 2290
2013-05-13 | 2040
2013-05-14 | 1870
2013-05-15 | 1640
2013-05-16 | 1490
2013-05-17 | 1360
2013-05-18 | 1220
2013-05-19 | 1190
2013-05-20 | 1200
2013-05-21 | 1210
2013-05-22 | 1110
2013-05-23 | 1090
2013-05-24 | 1230
2013-05-25 | 1140
2013-05-26 | 976
2013-05-27 | 903
2013-05-28 | 926
2013-05-29 | 1040
2013-05-30 | 937
2013-05-31 | 830
2013-06-01 | 785
2013-06-02 | 746
2013-06-03 | 767
2013-06-04 | 731
2013-06-05 | 673
2013-06-06 | 645
2013-06-07 | 1220
2013-06-08 | 1470
2013-06-09 | 1170
2013-06-10 | 1860
2013-06-11 | 3820
2013-06-12 | 2950
2013-06-13 | 2620
2013-06-14 | 3170
2013-06-15 | 2360
2013-06-16 | 1930
2013-06-17 | 1700
2013-06-18 | 1500
2013-06-19 | 1420
2013-06-20 | 1240
2013-06-21 | 1080
2013-06-22 | 995
2013-06-23 | 929
2013-06-24 | 855
2013-06-25 | 839
2013-06-26 | 852
2013-06-27 | 891
2013-06-28 | 1800
2013-06-29 | 1870
2013-06-30 | 1540
2013-07-01 | 3380
2013-07-02 | 4480
2013-07-03 | 3380
2013-07-04 | 2440
2013-07-05 | 1960
2013-07-06 | 1630
2013-07-07 | 1430
2013-07-08 | 1310
2013-07-09 | 1200
2013-07-10 | 1210
2013-07-11 | 1130
2013-07-12 | 1090
2013-07-13 | 1320
2013-07-14 | 1110
2013-07-15 | 989
2013-07-16 | 983
2013-07-17 | 841
2013-07-18 | 732
2013-07-19 | 692
2013-07-20 | 669
2013-07-21 | 649
2013-07-22 | 721
2013-07-23 | 4910
2013-07-24 | 3500
2013-07-25 | 1920
2013-07-26 | 1270
2013-07-27 | 1030
2013-07-28 | 1440
2013-07-29 | 1510
2013-07-30 | 1330
2013-07-31 | 1080
2013-08-01 | 1100
2013-08-02 | 1090
2013-08-03 | 955
2013-08-04 | 991
2013-08-05 | 809
2013-08-06 | 688
2013-08-07 | 683
2013-08-08 | 1240
2013-08-09 | 1390
2013-08-10 | 1780
2013-08-11 | 1280
2013-08-12 | 1230
2013-08-13 | 2420
2013-08-14 | 2270
2013-08-15 | 1740
2013-08-16 | 1460
2013-08-17 | 1200
2013-08-18 | 1100
2013-08-19 | 1020
2013-08-20 | 902
2013-08-21 | 822
2013-08-22 | 799
2013-08-23 | 808
2013-08-24 | 763
2013-08-25 | 694
2013-08-26 | 659
2013-08-27 | 639
2013-08-28 | 737
2013-08-29 | 792
2013-08-30 | 745
2013-08-31 | 710
2013-09-01 | 649
2013-09-02 | 635
2013-09-03 | 639
2013-09-04 | 592
2013-09-05 | 550
2013-09-06 | 532
2013-09-07 | 489
2013-09-08 | 494
2013-09-09 | 489
2013-09-10 | 478
2013-09-11 | 492
2013-09-12 | 544
2013-09-13 | 741
2013-09-14 | 621
2013-09-15 | 527
2013-09-16 | 518
2013-09-17 | 508
2013-09-18 | 448
2013-09-19 | 435
2013-09-20 | 434
2013-09-21 | 466
2013-09-22 | 679
2013-09-23 | 617
2013-09-24 | 501
2013-09-25 | 465
2013-09-26 | 452
2013-09-27 | 441
2013-09-28 | 415
2013-09-29 | 407
2013-09-30 | 396
2013-10-01 | 385
2013-10-02 | 382
2013-10-03 | 391
2013-10-04 | 411
2013-10-05 | 425
2013-10-06 | 423
2013-10-07 | 595
2013-10-08 | 884
2013-10-09 | 659
2013-10-10 | 899
2013-10-11 | 2820
2013-10-12 | 3710
2013-10-13 | 2040
2013-10-14 | 1710
2013-10-15 | 1480
2013-10-16 | 1230
2013-10-17 | 1090
2013-10-18 | 1000
2013-10-19 | 966
2013-10-20 | 948
2013-10-21 | 889
2013-10-22 | 829
2013-10-23 | 784
2013-10-24 | 730
2013-10-25 | 694
2013-10-26 | 664
2013-10-27 | 650
2013-10-28 | 619
2013-10-29 | 579
2013-10-30 | 585
2013-10-31 | 619
2013-11-01 | 712
2013-11-02 | 685
2013-11-03 | 579
2013-11-04 | 496
2013-11-05 | 448
2013-11-06 | 457
2013-11-07 | 476
2013-11-08 | 561
2013-11-09 | 530
2013-11-10 | 492
2013-11-11 | 484
2013-11-12 | 489
2013-11-13 | 476
2013-11-14 | 452
2013-11-15 | 452
2013-11-16 | 451
2013-11-17 | 451
2013-11-18 | 499
2013-11-19 | 592
2013-11-20 | 513
2013-11-21 | 468
2013-11-22 | 451
2013-11-23 | 460
2013-11-24 | 451
2013-11-25 | 409
2013-11-26 | 432
2013-11-27 | 2070
2013-11-28 | 2200
2013-11-29 | 1560
2013-11-30 | 1200
2013-12-01 | 1080
2013-12-02 | 1030
2013-12-03 | 1010
2013-12-04 | 941
2013-12-05 | 839
2013-12-06 | 949
2013-12-07 | 1790
2013-12-08 | 1630
2013-12-09 | 1650
2013-12-10 | 1920
2013-12-11 | 1800
2013-12-12 | 1500
2013-12-13 | 1270
2013-12-14 | 1160
2013-12-15 | 1170
2013-12-16 | 1130
2013-12-17 | 999
2013-12-18 | 913
2013-12-19 | 856
2013-12-20 | 844
2013-12-21 | 972
2013-12-22 | 1360
2013-12-23 | 3100
2013-12-24 | 3550
2013-12-25 | 2980
2013-12-26 | 2560
2013-12-27 | 2170
2013-12-28 | 1830
2013-12-29 | 2080
2013-12-30 | 3380
2013-12-31 | 2810
2014-01-01 | 2330
2014-01-02 | 2010
2014-01-03 | 1700
2014-01-04 | 1470
2014-01-05 | 1450
2014-01-06 | 2510
2014-01-07 | 3480
2014-01-08 | 2690
2014-01-09 | 2420
2014-01-10 | 2240
2014-01-11 | 4230
2014-01-12 | 7800
2014-01-13 | 5560
2014-01-14 | 4950
2014-01-15 | 4380
2014-01-16 | 3340
2014-01-17 | 2790
2014-01-18 | 2480
2014-01-19 | 2250
2014-01-20 | 2040
2014-01-21 | 1810
2014-01-22 | 1520
2014-01-23 | 1430
2014-01-24 | 1370
2014-01-25 | 1280
2014-01-26 | 1260
2014-01-27 | 1280
2014-01-28 | 1210
2014-01-29 | 1080
2014-01-30 | 927
2014-01-31 | 993
2014-02-01 | 1070
2014-02-02 | 1040
2014-02-03 | 1150
2014-02-04 | 1150
2014-02-05 | 1350
2014-02-06 | 1390
2014-02-07 | 1210
2014-02-08 | 1060
2014-02-09 | 970
2014-02-10 | 853
2014-02-11 | 730
2014-02-12 | 670
2014-02-13 | 850
2014-02-14 | 983
2014-02-15 | 1040
2014-02-16 | 973
2014-02-17 | 921
2014-02-18 | 930
2014-02-19 | 970
2014-02-20 | 1210
2014-02-21 | 1410
2014-02-22 | 1660
2014-02-23 | 2010
2014-02-24 | 2280
2014-02-25 | 2260
2014-02-26 | 2010
2014-02-27 | 1710
2014-02-28 | 1430
2014-03-01 | 1300
2014-03-02 | 1240
2014-03-03 | 1140
2014-03-04 | 1030
2014-03-05 | 980
2014-03-06 | 970
2014-03-07 | 1030
2014-03-08 | 1100
2014-03-09 | 1280
2014-03-10 | 1580
2014-03-11 | 2180
2014-03-12 | 4360
2014-03-13 | 6100
2014-03-14 | 4690
2014-03-15 | 3690
2014-03-16 | 3690
2014-03-17 | 3070
2014-03-18 | 2600
2014-03-19 | 2300
2014-03-20 | 2430
2014-03-21 | 2290
2014-03-22 | 2110
2014-03-23 | 2020
2014-03-24 | 1880
2014-03-25 | 1740
2014-03-26 | 1690
2014-03-27 | 1540
2014-03-28 | 1470
2014-03-29 | 1520
2014-03-30 | 3200
2014-03-31 | 4730
2014-04-01 | 4000
2014-04-02 | 3410
2014-04-03 | 2980
2014-04-04 | 3330
2014-04-05 | 3180
2014-04-06 | 2820
2014-04-07 | 2540
2014-04-08 | 2820
2014-04-09 | 2610
2014-04-10 | 2220
2014-04-11 | 2190
2014-04-12 | 2280
2014-04-13 | 2070
2014-04-14 | 1980
2014-04-15 | 3120
2014-04-16 | 6290
2014-04-17 | 5190
2014-04-18 | 4000
2014-04-19 | 3350
2014-04-20 | 2910
2014-04-21 | 2520
2014-04-22 | 2240
2014-04-23 | 2130
2014-04-24 | 1910
2014-04-25 | 1770
2014-04-26 | 1770
2014-04-27 | 1630
2014-04-28 | 1510
2014-04-29 | 2070
2014-04-30 | 5960
2014-05-01 | 15900
2014-05-02 | 10600
2014-05-03 | 7270
2014-05-04 | 5950
2014-05-05 | 4950
2014-05-06 | 3640
2014-05-07 | 2870
2014-05-08 | 2530
2014-05-09 | 2290
2014-05-10 | 2160
2014-05-11 | 2110
2014-05-12 | 1880
2014-05-13 | 1770
2014-05-14 | 1600
2014-05-15 | 1880
2014-05-16 | 4140
2014-05-17 | 6560
2014-05-18 | 4390
2014-05-19 | 3410
2014-05-20 | 2730
2014-05-21 | 2400
2014-05-22 | 2780
2014-05-23 | 3290
2014-05-24 | 2590
2014-05-25 | 2280
2014-05-26 | 2100
2014-05-27 | 2030
2014-05-28 | 2470
2014-05-29 | 2110
2014-05-30 | 1740
2014-05-31 | 1580
2014-06-01 | 1460
2014-06-02 | 1370
2014-06-03 | 1290
2014-06-04 | 1300
2014-06-05 | 1870
2014-06-06 | 1840
2014-06-07 | 1410
2014-06-08 | 1290
2014-06-09 | 1390
2014-06-10 | 1400
2014-06-11 | 1470
2014-06-12 | 1730
2014-06-13 | 3760
2014-06-14 | 4920
2014-06-15 | 3760
2014-06-16 | 3050
2014-06-17 | 2430
2014-06-18 | 1960
2014-06-19 | 1830
2014-06-20 | 1700
2014-06-21 | 1510
2014-06-22 | 1400
2014-06-23 | 1300
2014-06-24 | 1180
2014-06-25 | 1170
2014-06-26 | 1950
2014-06-27 | 1450
2014-06-28 | 1120
2014-06-29 | 1030
2014-06-30 | 956
2014-07-01 | 893
2014-07-02 | 1300
2014-07-03 | 1290
2014-07-04 | 1610
2014-07-05 | 1310
2014-07-06 | 1020
2014-07-07 | 898
2014-07-08 | 838
2014-07-09 | 965
2014-07-10 | 955
2014-07-11 | 864
2014-07-12 | 756
2014-07-13 | 837
2014-07-14 | 1630
2014-07-15 | 2240
2014-07-16 | 2000
2014-07-17 | 1290
2014-07-18 | 1040
2014-07-19 | 909
2014-07-20 | 837
2014-07-21 | 806
2014-07-22 | 793
2014-07-23 | 790
2014-07-24 | 1120
2014-07-25 | 895
2014-07-26 | 771
2014-07-27 | 737
2014-07-28 | 1160
2014-07-29 | 995
2014-07-30 | 742
2014-07-31 | 662
2014-08-01 | 661
2014-08-02 | 906
2014-08-03 | 758
2014-08-04 | 697
2014-08-05 | 694
2014-08-06 | 601
2014-08-07 | 575
2014-08-08 | 541
2014-08-09 | 514
2014-08-10 | 503
2014-08-11 | 494
2014-08-12 | 641
2014-08-13 | 1480
2014-08-14 | 1120
2014-08-15 | 768
2014-08-16 | 624
2014-08-17 | 587
2014-08-18 | 570
2014-08-19 | 534
2014-08-20 | 523
2014-08-21 | 518
2014-08-22 | 565
2014-08-23 | 939
2014-08-24 | 961
2014-08-25 | 666
2014-08-26 | 583
2014-08-27 | 540
2014-08-28 | 508
2014-08-29 | 474
2014-08-30 | 436
2014-08-31 | 463
2014-09-01 | 462
2014-09-02 | 456
2014-09-03 | 463
2014-09-04 | 445
2014-09-05 | 438
2014-09-06 | 479
2014-09-07 | 572
2014-09-08 | 510
2014-09-09 | 458
2014-09-10 | 451
2014-09-11 | 444
2014-09-12 | 443
2014-09-13 | 431
2014-09-14 | 492
2014-09-15 | 455
2014-09-16 | 419
2014-09-17 | 396
2014-09-18 | 397
2014-09-19 | 394
2014-09-20 | 375
2014-09-21 | 375
2014-09-22 | 383
2014-09-23 | 397
2014-09-24 | 500
2014-09-25 | 544
2014-09-26 | 501
2014-09-27 | 369
2014-09-28 | 352
2014-09-29 | 356
2014-09-30 | 373
2014-10-01 | 419
2014-10-02 | 430
2014-10-03 | 430
2014-10-04 | 443
2014-10-05 | 555
2014-10-06 | 396
2014-10-07 | 364
2014-10-08 | 390
2014-10-09 | 395
2014-10-10 | 367
2014-10-11 | 372
2014-10-12 | 374
2014-10-13 | 362
2014-10-14 | 363
2014-10-15 | 886
2014-10-16 | 4880
2014-10-17 | 2990
2014-10-18 | 1870
2014-10-19 | 1550
2014-10-20 | 1310
2014-10-21 | 1150
2014-10-22 | 1030
2014-10-23 | 900
2014-10-24 | 781
2014-10-25 | 713
2014-10-26 | 684
2014-10-27 | 658
2014-10-28 | 652
2014-10-29 | 653
2014-10-30 | 659
2014-10-31 | 620
2014-11-01 | 482
2014-11-02 | 483
2014-11-03 | 441
2014-11-04 | 425
2014-11-05 | 433
2014-11-06 | 518
2014-11-07 | 614
2014-11-08 | 496
2014-11-09 | 464
2014-11-10 | 458
2014-11-11 | 479
2014-11-12 | 478
2014-11-13 | 475
2014-11-14 | 473
2014-11-15 | 445
2014-11-16 | 442
2014-11-17 | 530
2014-11-18 | 697
2014-11-19 | 586
2014-11-20 | 487
2014-11-21 | 466
2014-11-22 | 450
2014-11-23 | 460
2014-11-24 | 638
2014-11-25 | 932
2014-11-26 | 840
2014-11-27 | 942
2014-11-28 | 917
2014-11-29 | 880
2014-11-30 | 827
2014-12-01 | 846
2014-12-02 | 1060
2014-12-03 | 1480
2014-12-04 | 1590
2014-12-05 | 1460
2014-12-06 | 1580
2014-12-07 | 2060
2014-12-08 | 2030
2014-12-09 | 1960
2014-12-10 | 1840
2014-12-11 | 1620
2014-12-12 | 1480
2014-12-13 | 1320
2014-12-14 | 1230
2014-12-15 | 1190
2014-12-16 | 1160
2014-12-17 | 1320
2014-12-18 | 1310
2014-12-19 | 1160
2014-12-20 | 1120
2014-12-21 | 1090
2014-12-22 | 1030
2014-12-23 | 1040
2014-12-24 | 1350
2014-12-25 | 2490
2014-12-26 | 2330
2014-12-27 | 2050
2014-12-28 | 1850
2014-12-29 | 1910
2014-12-30 | 1960
2014-12-31 | 1740
2015-01-01 | 1550
2015-01-02 | 1370
2015-01-03 | 1220
2015-01-04 | 1510
2015-01-05 | 1710
2015-01-06 | 1530
2015-01-07 | 1370
2015-01-08 | 1200
2015-01-09 | 1150
2015-01-10 | 1100
2015-01-11 | 1050
2015-01-12 | 1200
2015-01-13 | 1400
2015-01-14 | 1150
2015-01-15 | 1060
2015-01-16 | 955
2015-01-17 | 900
2015-01-18 | 875
2015-01-19 | 846
2015-01-20 | 827
2015-01-21 | 816
2015-01-22 | 790
2015-01-23 | 751
2015-01-24 | 792
2015-01-25 | 777
2015-01-26 | 755
2015-01-27 | 740
2015-01-28 | 670
2015-01-29 | 600
2015-01-30 | 630
2015-01-31 | 550
2015-02-01 | 500
2015-02-02 | 821
2015-02-03 | 900
2015-02-04 | 800
2015-02-05 | 650
2015-02-06 | 550
2015-02-07 | 583
2015-02-08 | 651
2015-02-09 | 648
2015-02-10 | 672
2015-02-11 | 624
2015-02-12 | 620
2015-02-13 | 570
2015-02-14 | 530
2015-02-15 | 500
2015-02-16 | 495
2015-02-17 | 490
2015-02-18 | 490
2015-02-19 | 490
2015-02-20 | 480
2015-02-21 | 450
2015-02-22 | 470
2015-02-23 | 533
2015-02-24 | 499
2015-02-25 | 475
2015-02-26 | 485
2015-02-27 | 474
2015-02-28 | 446
2015-03-01 | 437
2015-03-02 | 463
2015-03-03 | 472
2015-03-04 | 552
2015-03-05 | 819
2015-03-06 | 910
2015-03-07 | 857
2015-03-08 | 785
2015-03-09 | 829
2015-03-10 | 1370
2015-03-11 | 3530
2015-03-12 | 6970
2015-03-13 | 6040
2015-03-14 | 6400
2015-03-15 | 7590
2015-03-16 | 6150
2015-03-17 | 5340
2015-03-18 | 5150
2015-03-19 | 4140
2015-03-20 | 3400
2015-03-21 | 3020
2015-03-22 | 2940
2015-03-23 | 2530
2015-03-24 | 2150
2015-03-25 | 1990
2015-03-26 | 2010
2015-03-27 | 2650
2015-03-28 | 2400
2015-03-29 | 2150
2015-03-30 | 1990
2015-03-31 | 1900
2015-04-01 | 1790
2015-04-02 | 1590
2015-04-03 | 1530
2015-04-04 | 1770
2015-04-05 | 1720
2015-04-06 | 1570
2015-04-07 | 1470
2015-04-08 | 1520
2015-04-09 | 1420
2015-04-10 | 1430
2015-04-11 | 1440
2015-04-12 | 1310
2015-04-13 | 1230
2015-04-14 | 1210
2015-04-15 | 1190
2015-04-16 | 1120
2015-04-17 | 1080
2015-04-18 | 1070
2015-04-19 | 1020
2015-04-20 | 1440
2015-04-21 | 3800
2015-04-22 | 3960
2015-04-23 | 3290
2015-04-24 | 2570
2015-04-25 | 2180
2015-04-26 | 1960
2015-04-27 | 1790
2015-04-28 | 1650
2015-04-29 | 1520
2015-04-30 | 1420
2015-05-01 | 1300
2015-05-02 | 1220
2015-05-03 | 1150
2015-05-04 | 1080
2015-05-05 | 1030
2015-05-06 | 1020
2015-05-07 | 984
2015-05-08 | 944
2015-05-09 | 868
2015-05-10 | 838
2015-05-11 | 803
2015-05-12 | 761
2015-05-13 | 706
2015-05-14 | 664
2015-05-15 | 623
2015-05-16 | 624
2015-05-17 | 629
2015-05-18 | 651
2015-05-19 | 859
2015-05-20 | 785
2015-05-21 | 682
2015-05-22 | 599
2015-05-23 | 552
2015-05-24 | 538
2015-05-25 | 515
2015-05-26 | 526
2015-05-27 | 548
2015-05-28 | 776
2015-05-29 | 608
2015-05-30 | 527
2015-05-31 | 563
2015-06-01 | 3050
2015-06-02 | 2560
2015-06-03 | 2700
2015-06-04 | 2100
2015-06-05 | 1640
2015-06-06 | 1390
2015-06-07 | 1210
2015-06-08 | 1250
2015-06-09 | 2590
2015-06-10 | 1890
2015-06-11 | 1350
2015-06-12 | 1410
2015-06-13 | 1240
2015-06-14 | 1100
2015-06-15 | 1440
2015-06-16 | 1370
2015-06-17 | 1220
2015-06-18 | 1130
2015-06-19 | 1200
2015-06-20 | 1180
2015-06-21 | 2320
2015-06-22 | 2320
2015-06-23 | 1810
2015-06-24 | 1600
2015-06-25 | 1350
2015-06-26 | 1250
2015-06-27 | 1270
2015-06-28 | 3070
2015-06-29 | 2770
2015-06-30 | 2540
2015-07-01 | 7600
2015-07-02 | 5360
2015-07-03 | 3570
2015-07-04 | 2860
2015-07-05 | 2560
2015-07-06 | 2040
2015-07-07 | 1850
2015-07-08 | 1720
2015-07-09 | 1570
2015-07-10 | 4090
2015-07-11 | 2670
2015-07-12 | 2050
2015-07-13 | 1710
2015-07-14 | 1490
2015-07-15 | 2750
2015-07-16 | 2290
2015-07-17 | 1600
2015-07-18 | 1420
2015-07-19 | 1460
2015-07-20 | 1300
2015-07-21 | 1170
2015-07-22 | 1170
2015-07-23 | 1020
2015-07-24 | 940
2015-07-25 | 861
2015-07-26 | 812
2015-07-27 | 1300
2015-07-28 | 1260
2015-07-29 | 846
2015-07-30 | 923
2015-07-31 | 823
2015-08-01 | 704
2015-08-02 | 651
2015-08-03 | 619
2015-08-04 | 695
2015-08-05 | 675
2015-08-06 | 587
2015-08-07 | 564
2015-08-08 | 538
2015-08-09 | 520
2015-08-10 | 563
2015-08-11 | 1070
2015-08-12 | 1080
2015-08-13 | 698
2015-08-14 | 562
2015-08-15 | 485
2015-08-16 | 468
2015-08-17 | 480
2015-08-18 | 470
2015-08-19 | 453
2015-08-20 | 548
2015-08-21 | 2110
2015-08-22 | 1450
2015-08-23 | 894
2015-08-24 | 719
2015-08-25 | 535
2015-08-26 | 499
2015-08-27 | 469
2015-08-28 | 446
2015-08-29 | 447
2015-08-30 | 443
2015-08-31 | 449
2015-09-01 | 446
2015-09-02 | 423
2015-09-03 | 413
2015-09-04 | 417
2015-09-05 | 407
2015-09-06 | 396
2015-09-07 | 391
2015-09-08 | 392
2015-09-09 | 373
2015-09-10 | 671
2015-09-11 | 1540
2015-09-12 | 1560
2015-09-13 | 2510
2015-09-14 | 1580
2015-09-15 | 1220
2015-09-16 | 1050
2015-09-17 | 827
2015-09-18 | 651
2015-09-19 | 606
2015-09-20 | 570
2015-09-21 | 521
2015-09-22 | 489
2015-09-23 | 477
2015-09-24 | 448
2015-09-25 | 431
2015-09-26 | 401
2015-09-27 | 391
2015-09-28 | 400
2015-09-29 | 420
2015-09-30 | 1610
2015-10-01 | 2000
2015-10-02 | 1540
2015-10-03 | 1360
2015-10-04 | 1610
2015-10-05 | 1130
2015-10-06 | 747
2015-10-07 | 651
2015-10-08 | 616
2015-10-09 | 592
2015-10-10 | 673
2015-10-11 | 612
2015-10-12 | 531
2015-10-13 | 500
2015-10-14 | 500
2015-10-15 | 544
2015-10-16 | 601
2015-10-17 | 584
2015-10-18 | 560
2015-10-19 | 555
2015-10-20 | 555
2015-10-21 | 549
2015-10-22 | 546
2015-10-23 | 562
2015-10-24 | 548
2015-10-25 | 551
2015-10-26 | 573
2015-10-27 | 544
2015-10-28 | 628
2015-10-29 | 5220
2015-10-30 | 3740
2015-10-31 | 2200
2015-11-01 | 1720
2015-11-02 | 1410
2015-11-03 | 1170
2015-11-04 | 1020
2015-11-05 | 908
2015-11-06 | 874
2015-11-07 | 850
2015-11-08 | 797
2015-11-09 | 752
2015-11-10 | 762
2015-11-11 | 937
2015-11-12 | 913
2015-11-13 | 823
2015-11-14 | 711
2015-11-15 | 662
2015-11-16 | 643
2015-11-17 | 620
2015-11-18 | 623
2015-11-19 | 630
2015-11-20 | 1250
2015-11-21 | 1070
2015-11-22 | 985
2015-11-23 | 944
2015-11-24 | 907
2015-11-25 | 850
2015-11-26 | 782
2015-11-27 | 745
2015-11-28 | 716
2015-11-29 | 696
2015-11-30 | 662
2015-12-01 | 808
2015-12-02 | 1270
2015-12-03 | 1520
2015-12-04 | 1320
2015-12-05 | 1130
2015-12-06 | 1060
2015-12-07 | 1070
2015-12-08 | 1060
2015-12-09 | 962
2015-12-10 | 918
2015-12-11 | 867
2015-12-12 | 815
2015-12-13 | 778
2015-12-14 | 772
2015-12-15 | 993
2015-12-16 | 965
2015-12-17 | 906
2015-12-18 | 1070
2015-12-19 | 964
2015-12-20 | 893
2015-12-21 | 865
2015-12-22 | 907
2015-12-23 | 1170
2015-12-24 | 4110
2015-12-25 | 3730
2015-12-26 | 2860
2015-12-27 | 2310
2015-12-28 | 2160
2015-12-29 | 3120
2015-12-30 | 4070
2015-12-31 | 3630
2016-01-01 | 2890
2016-01-02 | 2320
2016-01-03 | 2080
2016-01-04 | 1880
2016-01-05 | 1550
2016-01-06 | 1320
2016-01-07 | 1260
2016-01-08 | 1320
2016-01-09 | 1300
2016-01-10 | 2740
2016-01-11 | 4520
2016-01-12 | 3270
2016-01-13 | 2610
2016-01-14 | 2190
2016-01-15 | 1950
2016-01-16 | 2030
2016-01-17 | 1900
2016-01-18 | 1630
2016-01-19 | 1410
2016-01-20 | 1380
2016-01-21 | 1380
2016-01-22 | 1260
2016-01-23 | 1100
2016-01-24 | 1000
2016-01-25 | 1350
2016-01-26 | 1290
2016-01-27 | 1190
2016-01-28 | 988
2016-01-29 | 995
2016-01-30 | 947
2016-01-31 | 912
2016-02-01 | 972
2016-02-02 | 1080
2016-02-03 | 2350
2016-02-04 | 8410
2016-02-05 | 7550
2016-02-06 | 5720
2016-02-07 | 4630
2016-02-08 | 3780
2016-02-09 | 3110
2016-02-10 | 2710
2016-02-11 | 2260
2016-02-12 | 1880
2016-02-13 | 1660
2016-02-14 | 1500
2016-02-15 | 1530
2016-02-16 | 2640
2016-02-17 | 6390
2016-02-18 | 4640
2016-02-19 | 3470
2016-02-20 | 2850
2016-02-21 | 2730
2016-02-22 | 2630
2016-02-23 | 2550
2016-02-24 | 3540
2016-02-25 | 14900
2016-02-26 | 9590
2016-02-27 | 7220
2016-02-28 | 5900
2016-02-29 | 5100
2016-03-01 | 4430
2016-03-02 | 3560
2016-03-03 | 2310
2016-03-04 | 2100
2016-03-05 | 1920
2016-03-06 | 1770
2016-03-07 | 1700
2016-03-08 | 1670
2016-03-09 | 1590
2016-03-10 | 1520
2016-03-11 | 1400
2016-03-12 | 1270
2016-03-13 | 1220
2016-03-14 | 1310
2016-03-15 | 1270
2016-03-16 | 1170
2016-03-17 | 1080
2016-03-18 | 1040
2016-03-19 | 989
2016-03-20 | 949
2016-03-21 | 909
2016-03-22 | 856
2016-03-23 | 784
2016-03-24 | 785
2016-03-25 | 787
2016-03-26 | 781
2016-03-27 | 732
2016-03-28 | 827
2016-03-29 | 941
2016-03-30 | 771
2016-03-31 | 684
2016-04-01 | 700
2016-04-02 | 718
2016-04-03 | 711
2016-04-04 | 711
2016-04-05 | 757
2016-04-06 | 672
2016-04-07 | 1000
2016-04-08 | 2480
2016-04-09 | 1840
2016-04-10 | 1720
2016-04-11 | 1690
2016-04-12 | 1670
2016-04-13 | 1530
2016-04-14 | 1380
2016-04-15 | 1250
2016-04-16 | 1140
2016-04-17 | 1090
2016-04-18 | 1090
2016-04-19 | 1090
2016-04-20 | 1010
2016-04-21 | 941
2016-04-22 | 925
2016-04-23 | 930
2016-04-24 | 888
2016-04-25 | 847
2016-04-26 | 851
2016-04-27 | 885
2016-04-28 | 860
2016-04-29 | 902
2016-04-30 | 851
2016-05-01 | 870
2016-05-02 | 935
2016-05-03 | 1170
2016-05-04 | 1360
2016-05-05 | 1170
2016-05-06 | 1430
2016-05-07 | 1800
2016-05-08 | 1840
2016-05-09 | 1940
2016-05-10 | 1790
2016-05-11 | 1630
2016-05-12 | 1430
2016-05-13 | 1350
2016-05-14 | 1420
2016-05-15 | 1290
2016-05-16 | 1140
2016-05-17 | 993
2016-05-18 | 999
2016-05-19 | 992
2016-05-20 | 918
2016-05-21 | 874
2016-05-22 | 951
2016-05-23 | 910
2016-05-24 | 974
2016-05-25 | 864
2016-05-26 | 744
2016-05-27 | 728
2016-05-28 | 710
2016-05-29 | 654
2016-05-30 | 1330
2016-05-31 | 1340
2016-06-01 | 1120
2016-06-02 | 881
2016-06-03 | 792
2016-06-04 | 760
2016-06-05 | 750
2016-06-06 | 1150
2016-06-07 | 942
2016-06-08 | 839
2016-06-09 | 852
2016-06-10 | 697
2016-06-11 | 614
2016-06-12 | 586
2016-06-13 | 546
2016-06-14 | 522
2016-06-15 | 509
2016-06-16 | 691
2016-06-17 | 872
2016-06-18 | 669
2016-06-19 | 596
2016-06-20 | 568
2016-06-21 | 529
2016-06-22 | 496
2016-06-23 | 483
2016-06-24 | 509
2016-06-25 | 533
2016-06-26 | 481
2016-06-27 | 479
2016-06-28 | 521
2016-06-29 | 625
2016-06-30 | 593
2016-07-01 | 506
2016-07-02 | 496
2016-07-03 | 467
2016-07-04 | 442
2016-07-05 | 646
2016-07-06 | 653
2016-07-07 | 461
2016-07-08 | 420
2016-07-09 | 426
2016-07-10 | 471
2016-07-11 | 455
2016-07-12 | 419
2016-07-13 | 424
2016-07-14 | 465
2016-07-15 | 462
2016-07-16 | 384
2016-07-17 | 361
2016-07-18 | 351
2016-07-19 | 439
2016-07-20 | 446
2016-07-21 | 374
2016-07-22 | 356
2016-07-23 | 346
2016-07-24 | 337
2016-07-25 | 347
2016-07-26 | 530
2016-07-27 | 485
2016-07-28 | 455
2016-07-29 | 878
2016-07-30 | 881
2016-07-31 | 1030
2016-08-01 | 880
2016-08-02 | 987
2016-08-03 | 914
2016-08-04 | 616
2016-08-05 | 471
2016-08-06 | 483
2016-08-07 | 466
2016-08-08 | 421
2016-08-09 | 402
2016-08-10 | 384
2016-08-11 | 417
2016-08-12 | 476
2016-08-13 | 499
2016-08-14 | 507
2016-08-15 | 453
2016-08-16 | 420
2016-08-17 | 430
2016-08-18 | 438
2016-08-19 | 432
2016-08-20 | 369
2016-08-21 | 582
2016-08-22 | 1250
2016-08-23 | 782
2016-08-24 | 571
2016-08-25 | 470
2016-08-26 | 423
2016-08-27 | 369
2016-08-28 | 361
2016-08-29 | 353
2016-08-30 | 342
2016-08-31 | 331
2016-09-01 | 350
2016-09-02 | 364
2016-09-03 | 343
2016-09-04 | 326
2016-09-05 | 321
2016-09-06 | 313
2016-09-07 | 327
2016-09-08 | 320
2016-09-09 | 370
2016-09-10 | 542
2016-09-11 | 512
2016-09-12 | 481
2016-09-13 | 469
2016-09-14 | 429
2016-09-15 | 437
2016-09-16 | 460
2016-09-17 | 400
2016-09-18 | 356
2016-09-19 | 1300
2016-09-20 | 798
2016-09-21 | 499
2016-09-22 | 406
2016-09-23 | 370
2016-09-24 | 362
2016-09-25 | 428
2016-09-26 | 433
2016-09-27 | 496
2016-09-28 | 462
2016-09-29 | 431
2016-09-30 | 1290
2016-10-01 | 1440
2016-10-02 | 1070
2016-10-03 | 1010
2016-10-04 | 904
2016-10-05 | 757
2016-10-06 | 634
2016-10-07 | 576
2016-10-08 | 609
2016-10-09 | 809
2016-10-10 | 713
2016-10-11 | 613
2016-10-12 | 641
2016-10-13 | 685
2016-10-14 | 693
2016-10-15 | 765
2016-10-16 | 847
2016-10-17 | 652
2016-10-18 | 410
2016-10-19 | 342
2016-10-20 | 336
2016-10-21 | 350
2016-10-22 | 422
2016-10-23 | 431
2016-10-24 | 404
2016-10-25 | 371
2016-10-26 | 370
2016-10-27 | 383
2016-10-28 | 437
2016-10-29 | 430
2016-10-30 | 413
2016-10-31 | 387
2016-11-01 | 375
2016-11-02 | 359
2016-11-03 | 361
2016-11-04 | 371
2016-11-05 | 420
2016-11-06 | 411
2016-11-07 | 426
2016-11-08 | 437
2016-11-09 | 425
2016-11-10 | 405
2016-11-11 | 408
2016-11-12 | 388
2016-11-13 | 381
2016-11-14 | 380
2016-11-15 | 380
2016-11-16 | 380
2016-11-17 | 371
2016-11-18 | 374
2016-11-19 | 372
2016-11-20 | 383
2016-11-21 | 395
2016-11-22 | 395
2016-11-23 | 380
2016-11-24 | 381
2016-11-25 | 379
2016-11-26 | 391
2016-11-27 | 379
2016-11-28 | 390
2016-11-29 | 625
2016-11-30 | 966
2016-12-01 | 1630
2016-12-02 | 1730
2016-12-03 | 1370
2016-12-04 | 1120
2016-12-05 | 1040
2016-12-06 | 1070
2016-12-07 | 1440
2016-12-08 | 1480
2016-12-09 | 1250
2016-12-10 | 1010
2016-12-11 | 912
2016-12-12 | 1140
2016-12-13 | 1250
2016-12-14 | 1130
2016-12-15 | 945
2016-12-16 | 725
2016-12-17 | 790
2016-12-18 | 864
2016-12-19 | 1100
2016-12-20 | 981
2016-12-21 | 838
2016-12-22 | 879
2016-12-23 | 814
2016-12-24 | 815
2016-12-25 | 891
2016-12-26 | 817
2016-12-27 | 867
2016-12-28 | 973
2016-12-29 | 952
2016-12-30 | 929
2016-12-31 | 822
2017-01-01 | 780
2017-01-02 | 794
2017-01-03 | 1010
2017-01-04 | 1840
2017-01-05 | 1860
2017-01-06 | 1600
2017-01-07 | 1350
2017-01-08 | 996
2017-01-09 | 679
2017-01-10 | 766
2017-01-11 | 1070
2017-01-12 | 1430
2017-01-13 | 1450
2017-01-14 | 1180
2017-01-15 | 1100
2017-01-16 | 1030
2017-01-17 | 1170
2017-01-18 | 1440
2017-01-19 | 1270
2017-01-20 | 1160
2017-01-21 | 1330
2017-01-22 | 1290
2017-01-23 | 1470
2017-01-24 | 2400
2017-01-25 | 2610
2017-01-26 | 2380
2017-01-27 | 1990
2017-01-28 | 1620
2017-01-29 | 1450
2017-01-30 | 1340
2017-01-31 | 1280
2017-02-01 | 1210
2017-02-02 | 1140
2017-02-03 | 1040
2017-02-04 | 907
2017-02-05 | 877
2017-02-06 | 909
2017-02-07 | 968
2017-02-08 | 1060
2017-02-09 | 1090
2017-02-10 | 918
2017-02-11 | 815
2017-02-12 | 856
2017-02-13 | 1150
2017-02-14 | 1180
2017-02-15 | 1030
2017-02-16 | 1020
2017-02-17 | 980
2017-02-18 | 934
2017-02-19 | 924
2017-02-20 | 925
2017-02-21 | 943
2017-02-22 | 1010
2017-02-23 | 999
2017-02-24 | 843
2017-02-25 | 838
2017-02-26 | 1420
2017-02-27 | 1260
2017-02-28 | 1200
2017-03-01 | 1390
2017-03-02 | 1820
2017-03-03 | 1590
2017-03-04 | 1480
2017-03-05 | 1350
2017-03-06 | 1320
2017-03-07 | 1340
2017-03-08 | 1440
2017-03-09 | 1310
2017-03-10 | 1250
2017-03-11 | 1220
2017-03-12 | 1130
2017-03-13 | 1070
2017-03-14 | 1190
2017-03-15 | 1170
2017-03-16 | 1220
2017-03-17 | 1170
2017-03-18 | 1190
2017-03-19 | 1210
2017-03-20 | 1540
2017-03-21 | 2020
2017-03-22 | 3090
2017-03-23 | 2940
2017-03-24 | 2580
2017-03-25 | 2410
2017-03-26 | 2480
2017-03-27 | 2580
2017-03-28 | 2570
2017-03-29 | 2550
2017-03-30 | 2300
2017-03-31 | 3280
2017-04-01 | 6480
2017-04-02 | 5310
2017-04-03 | 4310
2017-04-04 | 4370
2017-04-05 | 3920
2017-04-06 | 4270
2017-04-07 | 8930
2017-04-08 | 6710
2017-04-09 | 4830
2017-04-10 | 3810
2017-04-11 | 3140
2017-04-12 | 2590
2017-04-13 | 2070
2017-04-14 | 1810
2017-04-15 | 1670
2017-04-16 | 1580
2017-04-17 | 1560
2017-04-18 | 1480
2017-04-19 | 1330
2017-04-20 | 1270
2017-04-21 | 1350
2017-04-22 | 1330
2017-04-23 | 1220
2017-04-24 | 1180
2017-04-25 | 1230
2017-04-26 | 1260
2017-04-27 | 1180
2017-04-28 | 1130
2017-04-29 | 1630
2017-04-30 | 1260
2017-05-01 | 1070
2017-05-02 | 1170
2017-05-03 | 1160
2017-05-04 | 1070
2017-05-05 | 1230
2017-05-06 | 1760
2017-05-07 | 1680
2017-05-08 | 1580
2017-05-09 | 1490
2017-05-10 | 1410
2017-05-11 | 1350
2017-05-12 | 1310
2017-05-13 | 1640
2017-05-14 | 2020
2017-05-15 | 1710
2017-05-16 | 1630
2017-05-17 | 1500
2017-05-18 | 1400
2017-05-19 | 1340
2017-05-20 | 1270
2017-05-21 | 1240
2017-05-22 | 1170
2017-05-23 | 1130
2017-05-24 | 1110
2017-05-25 | 1240
2017-05-26 | 1410
2017-05-27 | 1190
2017-05-28 | 1110
2017-05-29 | 1830
2017-05-30 | 2180
2017-05-31 | 1900
2017-06-01 | 1730
2017-06-02 | 1520
2017-06-03 | 1370
2017-06-04 | 1320
2017-06-05 | 1290
2017-06-06 | 1520
2017-06-07 | 1800
2017-06-08 | 1540
2017-06-09 | 1380
2017-06-10 | 1280
2017-06-11 | 1210
2017-06-12 | 1130
2017-06-13 | 1050
2017-06-14 | 994
2017-06-15 | 934
2017-06-16 | 901
2017-06-17 | 904
2017-06-18 | 932
2017-06-19 | 1040
2017-06-20 | 1400
2017-06-21 | 1140
2017-06-22 | 985
2017-06-23 | 1050
2017-06-24 | 3650
2017-06-25 | 2980
2017-06-26 | 1850
2017-06-27 | 1360
2017-06-28 | 1190
2017-06-29 | 1080
2017-06-30 | 1090
2017-07-01 | 1490
2017-07-02 | 1470
2017-07-03 | 1200
2017-07-04 | 1070
2017-07-05 | 991
2017-07-06 | 939
2017-07-07 | 2600
2017-07-08 | 3020
2017-07-09 | 1870
2017-07-10 | 1490
2017-07-11 | 1310
2017-07-12 | 1200
2017-07-13 | 1400
2017-07-14 | 3040
2017-07-15 | 4660
2017-07-16 | 2390
2017-07-17 | 1860
2017-07-18 | 1670
2017-07-19 | 1430
2017-07-20 | 1310
2017-07-21 | 1150
2017-07-22 | 1200
2017-07-23 | 1550
2017-07-24 | 5060
2017-07-25 | 6630
2017-07-26 | 4300
2017-07-27 | 2970
2017-07-28 | 2510
2017-07-29 | 2330
2017-07-30 | 1990
2017-07-31 | 1820
2017-08-01 | 1690
2017-08-02 | 1580
2017-08-03 | 1720
2017-08-04 | 1670
2017-08-05 | 3000
2017-08-06 | 2350
2017-08-07 | 2130
2017-08-08 | 1990
2017-08-09 | 1680
2017-08-10 | 1520
2017-08-11 | 1430
2017-08-12 | 3220
2017-08-13 | 3190
2017-08-14 | 2450
2017-08-15 | 1970
2017-08-16 | 1760
2017-08-17 | 1620
2017-08-18 | 2540
2017-08-19 | 4820
2017-08-20 | 2690
2017-08-21 | 1910
2017-08-22 | 1920
2017-08-23 | 2610
2017-08-24 | 1880
2017-08-25 | 1520
2017-08-26 | 1350
2017-08-27 | 1270
2017-08-28 | 1200
2017-08-29 | 1160
2017-08-30 | 1150
2017-08-31 | 1090
2017-09-01 | 1020
2017-09-02 | 1040
2017-09-03 | 1280
2017-09-04 | 1180
2017-09-05 | 1450
2017-09-06 | 3760
2017-09-07 | 4300
2017-09-08 | 3080
2017-09-09 | 2080
2017-09-10 | 1720
2017-09-11 | 1490
2017-09-12 | 1360
2017-09-13 | 1360
2017-09-14 | 1330
2017-09-15 | 1220
2017-09-16 | 1110
2017-09-17 | 1100
2017-09-18 | 1060
2017-09-19 | 1000
2017-09-20 | 932
2017-09-21 | 899
2017-09-22 | 845
2017-09-23 | 793
2017-09-24 | 770
2017-09-25 | 782
2017-09-26 | 794
2017-09-27 | 780
2017-09-28 | 735
2017-09-29 | 670
2017-09-30 | 663
2017-10-01 | 650
2017-10-02 | 651
2017-10-03 | 633
2017-10-04 | 637
2017-10-05 | 677
2017-10-06 | 727
2017-10-07 | 712
2017-10-08 | 709
2017-10-09 | 1080
2017-10-10 | 1540
2017-10-11 | 1040
2017-10-12 | 985
2017-10-13 | 943
2017-10-14 | 862
2017-10-15 | 821
2017-10-16 | 922
2017-10-17 | 955
2017-10-18 | 935
2017-10-19 | 917
2017-10-20 | 906
2017-10-21 | 883
2017-10-22 | 856
2017-10-23 | 849
2017-10-24 | 855
2017-10-25 | 921
2017-10-26 | 867
2017-10-27 | 840
2017-10-28 | 825
2017-10-29 | 893
2017-10-30 | 1350
2017-10-31 | 1120
2017-11-01 | 921
2017-11-02 | 850
2017-11-03 | 805
2017-11-04 | 772
2017-11-05 | 789
2017-11-06 | 797
2017-11-07 | 811
2017-11-08 | 905
2017-11-09 | 851
2017-11-10 | 832
2017-11-11 | 785
2017-11-12 | 763
2017-11-13 | 780
2017-11-14 | 790
2017-11-15 | 772
2017-11-16 | 745
2017-11-17 | 719
2017-11-18 | 749
2017-11-19 | 1010
2017-11-20 | 1030
2017-11-21 | 1010
2017-11-22 | 954
2017-11-23 | 896
2017-11-24 | 836
2017-11-25 | 777
2017-11-26 | 760
2017-11-27 | 733
2017-11-28 | 715
2017-11-29 | 694
2017-11-30 | 679
2017-12-01 | 672
2017-12-02 | 649
2017-12-03 | 633
2017-12-04 | 624
2017-12-05 | 620
2017-12-06 | 652
2017-12-07 | 647
2017-12-08 | 617
2017-12-09 | 589
2017-12-10 | 594
2017-12-11 | 580
2017-12-12 | 572
2017-12-13 | 555
2017-12-14 | 529
2017-12-15 | 482
2017-12-16 | 463
2017-12-17 | 549
2017-12-18 | 540
2017-12-19 | 537
2017-12-20 | 525
2017-12-21 | 506
2017-12-22 | 522
2017-12-23 | 619
2017-12-24 | 842
2017-12-25 | 784
2017-12-26 | 706
2017-12-27 | 644
2017-12-28 | 537
2017-12-29 | 467
2017-12-30 | 464
2017-12-31 | 460
2018-01-01 | 474
2018-01-02 | 448
2018-01-03 | 449
2018-01-04 | 461
2018-01-05 | 495
2018-01-06 | 476
2018-01-07 | 462
2018-01-08 | 427
2018-01-09 | 425
2018-01-10 | 421
2018-01-11 | 435
2018-01-12 | 732
2018-01-13 | 5260
2018-01-14 | 4280
2018-01-15 | 2490
2018-01-16 | 1990
2018-01-17 | 1760
2018-01-18 | 1460
2018-01-19 | 1280
2018-01-20 | 1230
2018-01-21 | 1170
2018-01-22 | 1160
2018-01-23 | 5560
2018-01-24 | 8710
2018-01-25 | 6170
2018-01-26 | 4320
2018-01-27 | 3290
2018-01-28 | 3050
2018-01-29 | 2680
2018-01-30 | 2330
2018-01-31 | 2030
2018-02-01 | 1950
2018-02-02 | 2080
2018-02-03 | 1740
2018-02-04 | 1760
2018-02-05 | 2640
2018-02-06 | 2410
2018-02-07 | 2280
2018-02-08 | 2860
2018-02-09 | 2610
2018-02-10 | 2280
2018-02-11 | 3860
2018-02-12 | 7230
2018-02-13 | 6680
2018-02-14 | 5510
2018-02-15 | 4600
2018-02-16 | 5960
2018-02-17 | 6020
2018-02-18 | 5420
2018-02-19 | 4760
2018-02-20 | 4660
2018-02-21 | 4640
2018-02-22 | 4640
2018-02-23 | 5270
2018-02-24 | 5110
2018-02-25 | 6490
2018-02-26 | 7670
2018-02-27 | 6540
2018-02-28 | 5190
2018-03-01 | 4470
2018-03-02 | 7220
2018-03-03 | 7280
2018-03-04 | 6100
2018-03-05 | 4960
2018-03-06 | 4070
2018-03-07 | 3790
2018-03-08 | 3560
2018-03-09 | 3000
2018-03-10 | 2610
2018-03-11 | 2380
2018-03-12 | 2190
2018-03-13 | 2130
2018-03-14 | 2000
2018-03-15 | 1870
2018-03-16 | 1760
2018-03-17 | 1620
2018-03-18 | 1560
2018-03-19 | 1510
2018-03-20 | 1480
2018-03-21 | 1540
2018-03-22 | 1600
2018-03-23 | 1570
2018-03-24 | 1610
2018-03-25 | 1670
2018-03-26 | 1620
2018-03-27 | 1600
2018-03-28 | 1640
2018-03-29 | 1680
2018-03-30 | 1720
2018-03-31 | 1710
2018-04-01 | 1620
2018-04-02 | 1720
2018-04-03 | 2010
2018-04-04 | 2420
2018-04-05 | 2440
2018-04-06 | 2270
2018-04-07 | 2070
2018-04-08 | 1900
2018-04-09 | 1730
2018-04-10 | 1620
2018-04-11 | 1500
2018-04-12 | 1430
2018-04-13 | 1380
2018-04-14 | 1300
2018-04-15 | 1250
2018-04-16 | 2400
2018-04-17 | 3670
2018-04-18 | 2850
2018-04-19 | 2540
2018-04-20 | 2280
2018-04-21 | 1990
2018-04-22 | 1850
2018-04-23 | 1690
2018-04-24 | 1560
2018-04-25 | 3250
2018-04-26 | 4550
2018-04-27 | 3550
2018-04-28 | 3230
2018-04-29 | 3110
2018-04-30 | 2590
2018-05-01 | 2430
2018-05-02 | 2220
2018-05-03 | 2000
2018-05-04 | 1900
2018-05-05 | 1770
2018-05-06 | 1690
2018-05-07 | 1680
2018-05-08 | 1510
2018-05-09 | 1350
2018-05-10 | 1290
2018-05-11 | 1270
2018-05-12 | 1580
2018-05-13 | 1910
2018-05-14 | 2550
2018-05-15 | 2390
2018-05-16 | 2550
2018-05-17 | 5510
2018-05-18 | 5160
2018-05-19 | 6430
2018-05-20 | 8150
2018-05-21 | 6680
2018-05-22 | 5910
2018-05-23 | 6010
2018-05-24 | 4880
2018-05-25 | 4000
2018-05-26 | 3370
2018-05-27 | 2910
2018-05-28 | 2580
2018-05-29 | 2360
2018-05-30 | 2190
2018-05-31 | 1930
2018-06-01 | 1810
2018-06-02 | 1730
2018-06-03 | 1600
2018-06-04 | 1610
2018-06-05 | 1390
2018-06-06 | 1280
2018-06-07 | 1170
2018-06-08 | 1110
2018-06-09 | 1060
2018-06-10 | 1390
2018-06-11 | 4870
2018-06-12 | 4440
2018-06-13 | 2330
2018-06-14 | 1830
2018-06-15 | 1560
2018-06-16 | 1310
2018-06-17 | 1250
2018-06-18 | 1230
2018-06-19 | 1360
2018-06-20 | 1210
2018-06-21 | 1100
2018-06-22 | 1030
2018-06-23 | 1110
2018-06-24 | 1210
2018-06-25 | 1110
2018-06-26 | 1090
2018-06-27 | 1060
2018-06-28 | 4970
2018-06-29 | 3270
2018-06-30 | 1960
2018-07-01 | 1570
2018-07-02 | 1260
2018-07-03 | 1100
2018-07-04 | 1020
2018-07-05 | 3220
2018-07-06 | 2200
2018-07-07 | 1430
2018-07-08 | 1150
2018-07-09 | 1080
2018-07-10 | 1030
2018-07-11 | 1000
2018-07-12 | 926
2018-07-13 | 798
2018-07-14 | 772
2018-07-15 | 929
2018-07-16 | 1210
2018-07-17 | 1100
2018-07-18 | 1300
2018-07-19 | 1130
2018-07-20 | 1360
2018-07-21 | 2160
2018-07-22 | 2640
2018-07-23 | 3430
2018-07-24 | 4630
2018-07-25 | 7150
2018-07-26 | 7980
2018-07-27 | 6160
2018-07-28 | 5280
2018-07-29 | 3550
2018-07-30 | 2790
2018-07-31 | 2400
2018-08-01 | 2740
2018-08-02 | 4360
2018-08-03 | 4390
2018-08-04 | 12400
2018-08-05 | 9670
2018-08-06 | 7590
2018-08-07 | 6140
2018-08-08 | 4280
2018-08-09 | 3060
2018-08-10 | 2640
2018-08-11 | 4330
2018-08-12 | 4360
2018-08-13 | 10800
2018-08-14 | 15800
2018-08-15 | 9180
2018-08-16 | 6960
2018-08-17 | 5180
2018-08-18 | 5200
2018-08-19 | 4990
2018-08-20 | 4750
2018-08-21 | 4310
2018-08-22 | 7620
2018-08-23 | 7160
2018-08-24 | 4620
2018-08-25 | 3040
2018-08-26 | 2460
2018-08-27 | 2320
2018-08-28 | 2160
2018-08-29 | 1890
2018-08-30 | 1630
2018-08-31 | 3420
2018-09-01 | 6620
2018-09-02 | 5120
2018-09-03 | 3260
2018-09-04 | 2740
2018-09-05 | 2850
2018-09-06 | 3350
2018-09-07 | 3240
2018-09-08 | 2710
2018-09-09 | 2460
2018-09-10 | 5900
2018-09-11 | 7600
2018-09-12 | 6640
2018-09-13 | 5220
2018-09-14 | 3990
2018-09-15 | 3250
2018-09-16 | 2840
2018-09-17 | 2580
2018-09-18 | 3410
2018-09-19 | 3810
2018-09-20 | 3140
2018-09-21 | 2760
2018-09-22 | 2500
2018-09-23 | 2230
2018-09-24 | 2040
2018-09-25 | 2890
2018-09-26 | 4100
2018-09-27 | 3670
2018-09-28 | 5230
2018-09-29 | 5120
2018-09-30 | 4260
2018-10-01 | 3490
2018-10-02 | 3080
2018-10-03 | 3180
2018-10-04 | 2590
2018-10-05 | 2290
2018-10-06 | 2040
2018-10-07 | 1930
2018-10-08 | 2380
2018-10-09 | 2520
2018-10-10 | 2410
2018-10-11 | 2740
2018-10-12 | 5300
2018-10-13 | 4150
2018-10-14 | 3440
2018-10-15 | 3050
2018-10-16 | 2830
2018-10-17 | 2520
2018-10-18 | 2360
2018-10-19 | 2130
2018-10-20 | 2020
2018-10-21 | 1990
2018-10-22 | 1840
2018-10-23 | 1730
2018-10-24 | 1660
2018-10-25 | 1570
2018-10-26 | 1440
2018-10-27 | 1690
2018-10-28 | 1890
2018-10-29 | 1680
2018-10-30 | 1570
2018-10-31 | 1340
2018-11-01 | 1220
2018-11-02 | 1720
2018-11-03 | 7570
2018-11-04 | 6740
2018-11-05 | 5790
2018-11-06 | 7550
2018-11-07 | 8320
2018-11-08 | 6110
2018-11-09 | 4870
2018-11-10 | 5750
2018-11-11 | 4800
2018-11-12 | 4110
2018-11-13 | 4930
2018-11-14 | 4760
2018-11-15 | 4150
2018-11-16 | 4250
2018-11-17 | 4100
2018-11-18 | 4120
2018-11-19 | 4170
2018-11-20 | 4330
2018-11-21 | 4040
2018-11-22 | 3570
2018-11-23 | 3110
2018-11-24 | 3190
2018-11-25 | 8080
2018-11-26 | 7510
2018-11-27 | 8590
2018-11-28 | 6930
2018-11-29 | 5450
2018-11-30 | 4660
2018-12-01 | 4100
2018-12-02 | 4710
2018-12-03 | 4690
2018-12-04 | 4320
2018-12-05 | 3780
2018-12-06 | 3440
2018-12-07 | 3260
2018-12-08 | 3030
2018-12-09 | 2840
2018-12-10 | 2550
2018-12-11 | 2250
2018-12-12 | 2220
2018-12-13 | 2200
2018-12-14 | 2120
2018-12-15 | 2260
2018-12-16 | 3130
2018-12-17 | 3640
2018-12-18 | 3400
2018-12-19 | 3010
2018-12-20 | 2860
2018-12-21 | 7400
2018-12-22 | 9080
2018-12-23 | 6520
2018-12-24 | 5240
2018-12-25 | 4540
2018-12-26 | 3980
2018-12-27 | 3590
2018-12-28 | 5060
2018-12-29 | 6320
2018-12-30 | 5350
2018-12-31 | 5080
2019-01-01 | 7070
2019-01-02 | 6110
2019-01-03 | 5350
2019-01-04 | 4540
2019-01-05 | 4330
2019-01-06 | 4150
2019-01-07 | 3580
2019-01-08 | 3340
2019-01-09 | 3440
2019-01-10 | 3140
2019-01-11 | 2780
2019-01-12 | 2500
2019-01-13 | 2430
2019-01-14 | 2380
2019-01-15 | 2300
2019-01-16 | 2160
2019-01-17 | 2010
2019-01-18 | 1940
2019-01-19 | 1920
2019-01-20 | 4520
2019-01-21 | 4770
2019-01-22 | 3870
2019-01-23 | 4040
2019-01-24 | 7220
2019-01-25 | 10100
2019-01-26 | 6500
2019-01-27 | 5160
2019-01-28 | 4270
2019-01-29 | 3260
2019-01-30 | 2900
2019-01-31 | 2370
2019-02-01 | 2210
2019-02-02 | 2180
2019-02-03 | 2170
2019-02-04 | 2130
2019-02-05 | 2170
2019-02-06 | 2270
2019-02-07 | 2630
2019-02-08 | 3330
2019-02-09 | 3380
2019-02-10 | 3080
2019-02-11 | 2960
2019-02-12 | 2920
2019-02-13 | 2910
2019-02-14 | 2640
2019-02-15 | 2500
2019-02-16 | 2780
2019-02-17 | 2660
2019-02-18 | 2650
2019-02-19 | 2710
2019-02-20 | 2780
2019-02-21 | 3130
2019-02-22 | 3820
2019-02-23 | 3620
2019-02-24 | 4240
2019-02-25 | 4530
2019-02-26 | 3990
2019-02-27 | 3530
2019-02-28 | 3220
2019-03-01 | 2990
2019-03-02 | 2880
2019-03-03 | 2730
2019-03-04 | 2690
2019-03-05 | 2280
2019-03-06 | 1990
2019-03-07 | 1840
2019-03-08 | 1820
2019-03-09 | 1830
2019-03-10 | 3050
2019-03-11 | 4160
2019-03-12 | 4180
2019-03-13 | 3800
2019-03-14 | 3340
2019-03-15 | 3300
2019-03-16 | 3400
2019-03-17 | 3160
2019-03-18 | 2910
2019-03-19 | 2580
2019-03-20 | 2290
2019-03-21 | 3080
2019-03-22 | 8810
2019-03-23 | 7650
2019-03-24 | 5650
2019-03-25 | 4630
2019-03-26 | 3960
2019-03-27 | 3280
2019-03-28 | 2850
2019-03-29 | 2680
2019-03-30 | 2520
2019-03-31 | 2360
2019-04-01 | 2050
2019-04-02 | 1770
2019-04-03 | 1780
2019-04-04 | 1680
2019-04-05 | 1620
2019-04-06 | 1740
2019-04-07 | 1590
2019-04-08 | 1560
2019-04-09 | 1440
2019-04-10 | 1320
2019-04-11 | 1290
2019-04-12 | 1330
2019-04-13 | 7000
2019-04-14 | 5690
2019-04-15 | 8950
2019-04-16 | 7710
2019-04-17 | 5340
2019-04-18 | 4470
2019-04-19 | 3990
2019-04-20 | 4380
2019-04-21 | 3630
2019-04-22 | 3110
2019-04-23 | 2790
2019-04-24 | 2490
2019-04-25 | 2230
2019-04-26 | 2330
2019-04-27 | 2920
2019-04-28 | 2220
2019-04-29 | 1990
2019-04-30 | 1910
2019-05-01 | 1810
2019-05-02 | 1690
2019-05-03 | 1690
2019-05-04 | 1880
2019-05-05 | 2440
2019-05-06 | 3950
2019-05-07 | 3300
2019-05-08 | 2840
2019-05-09 | 2410
2019-05-10 | 2280
2019-05-11 | 2040
2019-05-12 | 3590
2019-05-13 | 7150
2019-05-14 | 8850
2019-05-15 | 6470
2019-05-16 | 4860
2019-05-17 | 4030
2019-05-18 | 3370
2019-05-19 | 3220
2019-05-20 | 7610
2019-05-21 | 5190
2019-05-22 | 3690
2019-05-23 | 3180
2019-05-24 | 2890
2019-05-25 | 2450
2019-05-26 | 2280
2019-05-27 | 2160
2019-05-28 | 2140
2019-05-29 | 3040
2019-05-30 | 5880
2019-05-31 | 4920
2019-06-01 | 3670
2019-06-02 | 3910
2019-06-03 | 3270
2019-06-04 | 2640
2019-06-05 | 2290
2019-06-06 | 1990
2019-06-07 | 1730
2019-06-08 | 1560
2019-06-09 | 1410
2019-06-10 | 1510
2019-06-11 | 2150
2019-06-12 | 1600
2019-06-13 | 1410
2019-06-14 | 1510
2019-06-15 | 1220
2019-06-16 | 1150
2019-06-17 | 1180
2019-06-18 | 1510
2019-06-19 | 2480
2019-06-20 | 8510
2019-06-21 | 7960
2019-06-22 | 5020
2019-06-23 | 3420
2019-06-24 | 3000
2019-06-25 | 3420
2019-06-26 | 2800
2019-06-27 | 2290
2019-06-28 | 1860
2019-06-29 | 1710
2019-06-30 | 1670
2019-07-01 | 1550
2019-07-02 | 1550
2019-07-03 | 1990
2019-07-04 | 1650
2019-07-05 | 1430
2019-07-06 | 1790
2019-07-07 | 1960
2019-07-08 | 3800
2019-07-09 | 3070
2019-07-10 | 2020
2019-07-11 | 2370
2019-07-12 | 4050
2019-07-13 | 2410
2019-07-14 | 1910
2019-07-15 | 1680
2019-07-16 | 1540
2019-07-17 | 1830
2019-07-18 | 2440
2019-07-19 | 2000
2019-07-20 | 1540
2019-07-21 | 1320
2019-07-22 | 2260
2019-07-23 | 4240
2019-07-24 | 3190
2019-07-25 | 2280
2019-07-26 | 1890
2019-07-27 | 1690
2019-07-28 | 1550
2019-07-29 | 1390
2019-07-30 | 1250
2019-07-31 | 1210
2019-08-01 | 1290
2019-08-02 | 1400
2019-08-03 | 1730
2019-08-04 | 1640
2019-08-05 | 1400
2019-08-06 | 1220
2019-08-07 | 1490
2019-08-08 | 1580
2019-08-09 | 1290
2019-08-10 | 1020
2019-08-11 | 920
2019-08-12 | 878
2019-08-13 | 847
2019-08-14 | 876
2019-08-15 | 1040
2019-08-16 | 1070
2019-08-17 | 857
2019-08-18 | 908
2019-08-19 | 1500
2019-08-20 | 1030
2019-08-21 | 820
2019-08-22 | 744
2019-08-23 | 1020
2019-08-24 | 857
2019-08-25 | 739
2019-08-26 | 719
2019-08-27 | 750
2019-08-28 | 726
2019-08-29 | 716
2019-08-30 | 648
2019-08-31 | 626
2019-09-01 | 595
2019-09-02 | 872
2019-09-03 | 986
2019-09-04 | 807
2019-09-05 | 661
2019-09-06 | 626
2019-09-07 | 587
2019-09-08 | 568
2019-09-09 | 562
2019-09-10 | 527
2019-09-11 | 519
2019-09-12 | 651
2019-09-13 | 624
2019-09-14 | 552
2019-09-15 | 595
2019-09-16 | 544
2019-09-17 | 498
2019-09-18 | 449
2019-09-19 | 465
2019-09-20 | 452
2019-09-21 | 416
2019-09-22 | 419
2019-09-23 | 440
2019-09-24 | 423
2019-09-25 | 409
2019-09-26 | 386
2019-09-27 | 447
2019-09-28 | 454
2019-09-29 | 473
2019-09-30 | 505
2019-10-01 | 442
2019-10-02 | 428
2019-10-03 | 462
2019-10-04 | 480
2019-10-05 | 428
2019-10-06 | 505
2019-10-07 | 575
2019-10-08 | 641
2019-10-09 | 583
2019-10-10 | 456
2019-10-11 | 414
2019-10-12 | 425
2019-10-13 | 420
2019-10-14 | 420
2019-10-15 | 445
2019-10-16 | 902
2019-10-17 | 2230
2019-10-18 | 1470
2019-10-19 | 1010
2019-10-20 | 959
2019-10-21 | 993
2019-10-22 | 1050
2019-10-23 | 1610
2019-10-24 | 1360
2019-10-25 | 1140
2019-10-26 | 1040
2019-10-27 | 2230
2019-10-28 | 3240
2019-10-29 | 2810
2019-10-30 | 1990
2019-10-31 | 3210
2019-11-01 | 11100
2019-11-02 | 6190
2019-11-03 | 4330
2019-11-04 | 3110
2019-11-05 | 2430
2019-11-06 | 2030
2019-11-07 | 1800
2019-11-08 | 1960
2019-11-09 | 1600
2019-11-10 | 1440
2019-11-11 | 1350
2019-11-12 | 1320
2019-11-13 | 1270
2019-11-14 | 1120
2019-11-15 | 1010
2019-11-16 | 970
2019-11-17 | 912
2019-11-18 | 879
2019-11-19 | 861
2019-11-20 | 829
2019-11-21 | 791
2019-11-22 | 793
2019-11-23 | 772
2019-11-24 | 1520
2019-11-25 | 2010
2019-11-26 | 1690
2019-11-27 | 1430
2019-11-28 | 1230
2019-11-29 | 1110
2019-11-30 | 1050
2019-12-01 | 1110
2019-12-02 | 1430
2019-12-03 | 1340
2019-12-04 | 1170
2019-12-05 | 1160
2019-12-06 | 1080
2019-12-07 | 1020
2019-12-08 | 957
2019-12-09 | 1040
2019-12-10 | 1870
2019-12-11 | 2100
2019-12-12 | 1920
2019-12-13 | 1780
2019-12-14 | 2220
2019-12-15 | 2720
2019-12-16 | 2530
2019-12-17 | 2890
2019-12-18 | 2780
2019-12-19 | 2420
2019-12-20 | 2010
2019-12-21 | 1770
2019-12-22 | 1650
2019-12-23 | 1560
2019-12-24 | 1460
2019-12-25 | 1370
2019-12-26 | 1260
2019-12-27 | 1160
2019-12-28 | 1120
2019-12-29 | 1090
2019-12-30 | 1650
2019-12-31 | 2410
2020-01-01 | 2000
Directions: This page should be used to input mean daily inflow data for the site.
Column A should have the header 'dateTime' and Column B should have the header 'Discharge (cfs)'. Column A entries should be entered as dates (recommended format (MM/DD/YYYY).
Column B entries should be entered as numeric inflow values in cfs. Data can be entered manually or gathered from the USGS website using the API functionality in the waterSHED tool. (https://waterservices.usgs.gov/rest/DV-Test-Tool.html)
The tool will automatically fill missing dates with the nearest available entry. These flows can be used to simulate operation of the facility by setting the test data dates in the Preferences tab of the waterSHED tool.

## Peak Flows
dateTime | Discharge (cfs)
07/15/1757 | 37200
10/06/1786 | 47200
02/21/1822 | 23600
01/25/1839 | 33300
01/06/1841 | 40000
09/02/1850 | 80000
06/05/1862 | 41200
10/04/1869 | 71200
10/19/1873 | 26500
11/09/1877 | 15600
12/11/1878 | 12900
02/11/1881 | 22500
08/03/1885 | 19800
11/30/1889 | 14500
08/24/1891 | 27900
05/03/1893 | 19800
05/21/1894 | 44800
1902-02-28 | 70600
1902-12-22 | 27600
1904-01-22 | 18800
1905-01-07 | 22700
1906-03-04 | 31300
1907-01-01 | 16900
1908-02-27 | 32900
1909-02-25 | 9740
1910-01-22 | 27600
1911-09-01 | 10300
1912-03-13 | 25100
1913-03-27 | 27900
1914-01-31 | 10500
1915-01-13 | 26700
1916-07-26 | 20800
1917-03-12 | 12400
1918-02-20 | 26700
1919-03-10 | 15100
1920-03-13 | 25000
1921-05-05 | 11900
1922-03-08 | 18200
1923-03-04 | 10000
1924-04-07 | 19000
1924-10-01 | 38300
1926-02-25 | 19900
1926-11-17 | 18100
1928-06-30 | 17600
1929-03-06 | 20700
1929-10-02 | 15400
1939-01-25 | 33300
1978-01-26 | 25800
1979-01-25 | 37500
1979-10-01 | 10800
1981-02-24 | 9200
1982-02-03 | 8060
1983-04-16 | 33100
1983-12-14 | 28100
1985-09-27 | 8100
1986-03-15 | 17000
1987-09-09 | 19500
1988-05-19 | 21700
1989-05-06 | 26000
1989-11-16 | 10500
1990-12-04 | 11900
1992-03-27 | 11400
1993-04-11 | 14800
1993-11-28 | 26900
1995-03-08 | 10000
1996-01-20 | 28600
1996-10-19 | 28500
1998-05-12 | 9590
1999-09-17 | 26100
2000-03-22 | 17700
2000-12-17 | 19600
2002-04-15 | 4860
2003-06-21 | 17500
2004-09-18 | 29700
2005-04-03 | 20500
2006-06-28 | 55100
2006-11-17 | 20400
2008-03-05 | 19800
2008-12-12 | 15200
2010-03-31 | 7470
2011-09-08 | 42900
2011-11-23 | 14900
2012-10-30 | 10900
2014-05-01 | 17600
2015-03-15 | 8500
2016-02-25 | 18700
2017-04-07 | 10800
2018-08-14 | 22100
2019-01-25 | 13100
2020-08-05 | 18400
Directions: This page should be used to input historical peak flow data for the site. This is optional, if you do not wish to upload peak flow information, please leave the orange boxes blank.
Column A should have the header 'dateTime' and Column B should have the header 'Discharge (cfs)'. Column A entries should be entered as dates (recommended format (MM/DD/YYYY).
Column B entries should be entered as numeric inflow values in cfs. Data can be entered manually or gathered from the USGS website using the API functionality in the waterSHED tool. (https://nwis.waterdata.usgs.gov/usa/nwis/peak)
This information is optional, but allows the user to determine the spillway design flood return period using a flood frequency analysis tool. The analysis tool models the return period using a Log-Pearson Type III distribution based on the methodology described here: https://streamflow.engr.oregonstate.edu/analysis/floodfreq/#log

## Module Templates
Attribute | Value | Entry Type | Unit | Definition | Additional Description
Module Class | Generation | Do Not Change | N/A | The type of module according to its primary function.
Name |  | Text | N/A | The name used to identify the module in figures.
Capital Cost |  | Numeric | $ | The capital cost for a module should include all fixed, one-time costs to prepare a module for operation. | These can include material, equipment, installation, transportation, etc.
Annual Operating Cost |  | Numeric | $ | The annual operating costs for a module should include all annualized expected costs for maintaining and operating the module. | Annual operating costs can also be set for the plant as a whole in the Cost Table tab.
Width |  | Numeric | ft | The module dimension along the dam axis from bank to bank, perpendicular to streamflow.
Length |  | Numeric | ft | The module dimension parallel to the flow of water.
Design Flow |  | Numeric | cfs | The design flow is the peak efficiency flow and is used in the flow efficiency equation. | The turbine is operated at this design flow at normal conditions.
Operating Months |  | List of numbers (i.e. '1,2,3,4') or all | N/A | The months during which the module is on and is allocated flow. | Please input month numbers (Jan=1, Feb=2, Mar=3, etc.) separated by commas without spaces. During the operating months, modules are modeled to operate 24/7.
Instream or Diversion | N | Y for Off-stream/Diversion or N for Instream | N/A | Instream modules will be placed along the dam axis and will count towards the dam width. Diversion modules are placed on the banks in the facility schematic and can be used to represent bypasses. | This is used to calculate the number of required non-overflow modules.
Minimum Operating Flow |  | Numeric | cfs | The minimum flow required to operate the module.
Maximum Operating Flow |  | Numeric | cfs | The maximum flow that can be allocated to the module. | If the turbine-overrun option in the preferences tab is turned on, then excess flow will be allocated to increasing allocated flow above the design flow prior to spill allocation. If the turbine-overrun option is off, then design flow acts as the maximum allocated flow.
Minimum Operating Head |  | Numeric | ft | The minimum gross head required to operate the module.
Design Head |  | Numeric | ft | The gross head at which the module operates at peak efficiency. | This is used with the head efficiency equation to calculate head turbine efficiency.
Maximum Operating Head |  | Numeric | ft | The maximum gross head allowable during module operation.
Flow Efficiency Equation Name |  | Equation Name | (0.0-1.0)% vs. cfs | The power output efficiency coefficient as a function of the relative discharge, which is the flow allocated to the module divided by the design flow (i.e. design flow = 100%). | The X (relative discharge) should be given as decimals 1.0 referring to 100% efficient. The upper and lower bounds of X should at least span the operating range specified by the minimum and maximum operating limits. The Y value (power efficiency) should be calculated as a decimal where 1.0 is 100% efficiency.
Head Efficiency Equation Name |  | Equation Name | (0.0-1.0)% vs. ft | The power output efficiency coefficient as a function of the relative head, which is the gross head across the module divided by the design head (i.e. design head = 100%). | The X (relative head) should be given as decimals 1.0 referring to 100% efficient. The upper and lower bounds of X should at least span the operating range specified by the minimum and maximum operating limits. The Y value (power efficiency) should be calculated as a decimal where 1.0 is 100% efficiency.
Max Power |  | Numeric* | kW | The maximum possible power output of the unit. | This value is used to calculate generation capacity factors and is used to cap power output during the simulation. If the calculated power output is higher than the designated max power during a given timestep, then the power output is set to the max power. This input is optional and can be used to account for capacity limitations of the generator or other electrical equipment. If an input is not given, then the max power is set to the calculated power at the maximum operating head and flow.
Cost of Start-Stops |  | Numeric* | $ | The attributed cost of damages for one ramping cycle of the turbine. | A ramping cycle consists of turning the module on and off. Turbines often accumulate damage during these cycles as the flow rate passes through cavitation ranges. More frequent start/stops reduce the expected life of the turbine, which can increase maintenance costs. This metric is optional and is one way of calculating turbine operating costs as a function of operation, as opposed to static annual module or annual plant O&M costs.
Attribute | Value | Entry Type | Unit | Definition | Additional Description
Module Class | Fish Passage | Do Not Change | N/A | The type of module according to its primary function.
Name |  | Text | N/A | The name used to identify the module in figures.
Capital Cost |  | Numeric | $ | The capital cost for a module should include all fixed, one-time costs to prepare a module for operation. | These can include material, equipment, installation, transportation, etc.
Annual Operating Cost |  | Numeric | $ | The annual operating costs for a module should include all annualized expected costs for maintaining and operating the module. | Annual operating costs can also be set for the plant as a whole in the Cost Table tab.
Width |  | Numeric | ft | The module dimension along the dam axis from bank to bank, perpendicular to streamflow.
Length |  | Numeric | ft | The module dimension parallel to the flow of water.
Design Flow |  | Numeric | cfs | The flow required by the module during normal operation. | The module will not be operated if there is not sufficient flow to meet the design flow.
Operating Months |  | List of numbers (i.e. '1,2,3,4') or all | N/A | The months during which the module is on and is allocated flow. | Please input month numbers (Jan=1, Feb=2, Mar=3, etc.) separated by commas without spaces. During the operating months, modules are modeled to operate 24/7.
Instream or Diversion | N | Y for Off-stream/Diversion or N for Instream | N/A | Instream modules will be placed along the dam axis and will count towards the dam width. Diversion modules are placed on the banks in the facility schematic and can be used to represent bypasses. | This is used to calculate the number of required non-overflow modules.
Maximum Headwater Drop |  | Numeric* | ft | The maximum decrease in headwater elevation with respect to the normal operating level allowed during module operation.
Maximum Headwater Rise |  | Numeric* | ft | The maximum increase in headwater elevation with respect to the normal operating level allowed during module operation.
Minimum Tailwater Level |  | Numeric* | ft | The minimum tailwater elevation required for module operation.
Maximum Tailwater Level |  | Numeric* | ft | The maximum tailwater elevation allowable for module operation.
Attribute | Value | Entry Type | Unit | Definition | Additional Description
Module Class | Recreation | Do Not Change | N/A | The type of module according to its primary function.
Name |  | Text | N/A | The name used to identify the module in figures.
Capital Cost |  | Numeric | $ | The capital cost for a module should include all fixed, one-time costs to prepare a module for operation. | These can include material, equipment, installation, transportation, etc.
Annual Operating Cost |  | Numeric | $ | The annual operating costs for a module should include all annualized expected costs for maintaining and operating the module. | Annual operating costs can also be set for the plant as a whole in the Cost Table tab.
Width |  | Numeric | ft | The module dimension along the dam axis from bank to bank, perpendicular to streamflow.
Length |  | Numeric | ft | The module dimension parallel to the flow of water.
Design Flow |  | Numeric | cfs | The flow required by the module during normal operation. | The module will not be operated if there is not sufficient flow to meet the design flow.
Operating Months |  | List of numbers (i.e. '1,2,3,4') or all | N/A | The months during which the module is on and is allocated flow. | Please input month numbers (Jan=1, Feb=2, Mar=3, etc.) separated by commas without spaces. During the operating months, modules are modeled to operate 24/7.
Instream or Diversion | N | Y for Off-stream/Diversion or N for Instream | N/A | Instream modules will be placed along the dam axis and will count towards the dam width. Diversion modules are placed on the banks in the facility schematic and can be used to represent bypasses. | This is used to calculate the number of required non-overflow modules.
Maximum Headwater Drop |  | Numeric* | ft | The maximum decrease in headwater elevation with respect to the normal operating level allowed during module operation.
Maximum Headwater Rise |  | Numeric* | ft | The maximum increase in headwater elevation with respect to the normal operating level allowed during module operation.
Minimum Tailwater Level |  | Numeric* | ft | The minimum tailwater elevation required for module operation.
Maximum Tailwater Level |  | Numeric* | ft | The maximum tailwater elevation allowable for module operation.
Attribute | Value | Entry Type | Unit | Definition | Additional Description
Module Class | Sediment Passage | Do Not Change | N/A | The type of module according to its primary function.
Name |  | Text | N/A | The name used to identify the module in figures.
Capital Cost |  | Numeric | $ | The capital cost for a module should include all fixed, one-time costs to prepare a module for operation. | These can include material, equipment, installation, transportation, etc.
Annual Operating Cost |  | Numeric | $ | The annual operating costs for a module should include all annualized expected costs for maintaining and operating the module. | Annual operating costs can also be set for the plant as a whole in the Cost Table tab.
Width |  | Numeric | ft | The module dimension along the dam axis from bank to bank, perpendicular to streamflow.
Length |  | Numeric | ft | The module dimension parallel to the flow of water.
Design Flow |  | Numeric | cfs | The flow required by the module during normal operation. | The module will not be operated if there is not sufficient flow to meet the design flow.
Operating Months |  | List of numbers (i.e. '1,2,3,4') or all | N/A | The months during which the module is on and is allocated flow. | Please input month numbers (Jan=1, Feb=2, Mar=3, etc.) separated by commas without spaces. During the operating months, modules are modeled to operate 24/7.
Instream or Diversion | N | Y for Off-stream/Diversion or N for Instream | N/A | Instream modules will be placed along the dam axis and will count towards the dam width. Diversion modules are placed on the banks in the facility schematic and can be used to represent bypasses. | This is used to calculate the number of required non-overflow modules.
Operating Mode | Continuous | Continuous, Sluicing, or Flushing | N/A | The operating mode determines the conditions under which the module is allocated flow. | Sediment modules can be operated in one of three modes. Continuous: these modules operate at consistent design flows throughout the operating months. Sluicing: these modules operate whenever a designated inflow threshold is met. Flushing: these modules are used for drawdown flushing where the headpond level is decreased and sediment is passed through low-level outlets at high velocity.
Operating Flow |  | Numeric* | cfs | The minimum inflow threshold required to mobilize bed-load sediments and open the sluice gate. | Sediment sluices will only be allocated flow if the total inflow is greater than the operating flow.
Flushing Duration |  | Numeric* | days | The number of timesteps (days) required to flush the reservoir. | This input is only required when the module operates in flushing mode. During flushing events, all passage modules except for spillway and sediment modules are turned off.
Operating Frequency |  | Numeric* | flushes/year | The number of flushing events per year. | This input is only required when the module operates in flushing mode. During flushing events, all passage modules except for spillway and sediment modules are turned off. Flushing events occur at the first available time step. Flushing events outside of the simulation time are not considered.
Attribute | Value | Entry Type | Unit | Definition | Additional Description
Module Class | Water Passage | Do Not Change | N/A | The type of module according to its primary function.
Name |  | Text | N/A | The name used to identify the module in figures.
Capital Cost |  | Numeric | $ | The capital cost for a module should include all fixed, one-time costs to prepare a module for operation. | These can include material, equipment, installation, transportation, etc.
Annual Operating Cost |  | Numeric | $ | The annual operating costs for a module should include all annualized expected costs for maintaining and operating the module. | Annual operating costs can also be set for the plant as a whole in the Cost Table tab.
Width |  | Numeric | ft | The module dimension along the dam axis from bank to bank, perpendicular to streamflow.
Length |  | Numeric | ft | The module dimension parallel to the flow of water.
Design Flow |  | Numeric | cfs | Continuous operation: the flow required by the module during normal operation. Spillway operation: the maximum passable flood flow for the module. | The use of the water passage module design flow depends on the operating mode. If the mode is Continuous the module will not be operated if there is not sufficient flow to meet the design flow (similar to other modules). In the case of spillways (controlled or uncontrolled), the design flow describes the maximum passable flood, which is used to calculate the total design flood of all combined spillway modules. The spillway modules can be allocated flow up to the design flow. Any flow in excess will be counted as over-flow and incur a flooding penalty.
Operating Months |  | List of numbers (i.e. '1,2,3,4') or all | N/A | The months during which the module is on and is allocated flow. | During the operating months, modules are modeled to operate 24/7.
Instream or Diversion | N | Y for Off-stream/Diversion or N for Instream | N/A | Instream modules will be placed along the dam axis and will count towards the dam width. Diversion modules are placed on the banks in the facility schematic and can be used to represent bypasses. | This is used to calculate the number of required non-overflow modules.
Operating Mode | Continuous | Continuous,Controlled Spillway, or Uncontrolled Spillway | N/A | The operating mode determines the effect of spillway flow on the headwater elevation. | Water passage modules can operate in one of three modes. Continuous: these modules pass a constant discharge during the simulation timestep. Controlled Spillway: these modules can regulate the amount of flow through the module to maintain a constant headwater elevation. Uncontrolled Spillway: these modules pass flow, but are not able to regulate the headwater elevation (e.g. weirs).
Weir Coefficient |  | Numeric* | ft^(1/2)/s | A constant based on the shape of the weir. | This input is only required in uncontrolled spillway mode.
Crest Height |  | Numeric* | ft | The height of the top of the weir in reference to the bed elevation. | This input is only required in uncontrolled spillway mode. The crest height should be at least higher than the normal operating level
Attribute | Value | Entry Type | Unit | Definition | Additional Description
Module Class | Foundation | Text | N/A | The type of module according to its primary function. | The type of module according to its primary function.
Name |  | Text | N/A | The name used to identify the module in figures.
Capital Cost |  | Numeric | $ | The capital cost for a module should include all fixed, one-time costs to prepare a module for operation. | The capital cost for a given module should include all fixed, one-time costs to prepare a module for operation. These can include material, equipment, installation, transportation, etc.
Annual Operating Cost |  | Numeric | $ | The annual operating costs for a module should include all annualized expected costs for maintaining and operating the module. | The annual operating costs for a given module should include all annualized expected costs for maintaining and operating the module. Annual operating costs can also be set for the plant as a whole in the Cost Table tab.
Width |  | Numeric | ft | The module dimension along the dam axis from bank to bank, perpendicular to streamflow. | The module dimension along the dam axis from bank to bank, perpendicular to streamflow.
Length |  | Numeric | ft | The module dimension parallel to the flow of water. | The module dimension parallel to the flow of water.
Attribute | Value | Entry Type | Unit | Definition | Additional Description
Module Class | Non-overflow | Text | N/A | The type of module according to its primary function. | The type of module according to its primary function.
Name |  | Text | N/A | The name used to identify the module in figures.
Capital Cost |  | Numeric | $ | The capital cost for a module should include all fixed, one-time costs to prepare a module for operation. | The capital cost for a given module should include all fixed, one-time costs to prepare a module for operation. These can include material, equipment, installation, transportation, etc.
Annual Operating Cost |  | Numeric | $ | The annual operating costs for a module should include all annualized expected costs for maintaining and operating the module. | The annual operating costs for a given module should include all annualized expected costs for maintaining and operating the module. Annual operating costs can also be set for the plant as a whole in the Cost Table tab.
Width |  | Numeric | ft | The module dimension along the dam axis from bank to bank, perpendicular to streamflow. | The module dimension along the dam axis from bank to bank, perpendicular to streamflow.
Length |  | Numeric | ft | The module dimension parallel to the flow of water. | The module dimension parallel to the flow of water.
Directions: Modules can be added to the waterSHED model by copy and pasting the templates for one of the module classes into the module library tab in the next available column and filling in the entries (orange boxes). The entry types, units, definitions, and additional descriptions are provided to help guide your inputs. The user interface has some additional functionality, so it may be best to create modules in the tool and export them to the waterSHED workbook. Make sure to copy and paste the boxes with the thick black borders and do not leave spaces between module columns.

## Module Library
Attribute | Value | Attribute | Value | Attribute | Value | Attribute | Value | Attribute | Value | Attribute | Value | Attribute | Value
Module Class | Generation | Module Class | Fish Passage | Module Class | Recreation | Module Class | Sediment Passage | Module Class | Water Passage | Module Class | Foundation | Module Class | Non-overflow
Name |  | Name |  | Name |  | Name |  | Name |  | Name |  | Name
Capital Cost |  | Capital Cost |  | Capital Cost |  | Capital Cost |  | Capital Cost |  | Capital Cost |  | Capital Cost
Annual Operating Cost |  | Annual Operating Cost |  | Annual Operating Cost |  | Annual Operating Cost |  | Annual Operating Cost |  | Annual Operating Cost |  | Annual Operating Cost
Width |  | Width |  | Width |  | Width |  | Width |  | Width |  | Width
Length |  | Length |  | Length |  | Length |  | Length |  | Length |  | Length
Design Flow |  | Design Flow |  | Design Flow |  | Design Flow |  | Design Flow
Operating Months |  | Operating Months |  | Operating Months |  | Operating Months |  | Operating Months
Off-stream (Y/N) |  | Off-stream (Y/N) |  | Off-stream (Y/N) |  | Off-stream (Y/N) |  | Off-stream (Y/N)
Minimum Operating Flow |  | Maximum Headwater Drop |  | Maximum Headwater Drop |  | Operating Mode |  | Operating Mode
Maximum Operating Flow |  | Maximum Headwater Rise |  | Maximum Headwater Rise |  | Operating Flow |  | Weir Coefficient
Minimum Operating Head |  | Minimum Tailwater Level |  | Minimum Tailwater Level |  | Flushing Duration |  | Crest Height
Design Head |  | Maximum Tailwater Level |  | Maximum Tailwater Level |  | Operating Frequency
Maximum Operating Head
Flow Efficiency Equation Name
Head Efficiency Equation Name
Max Power
Cost of Start-Stops
Directions: Copy and paste module templates from the previous tabs into the next available column and fill in the orange entries. Please place 'N/A' in entries that are optional and not used. Please do not leave blank columns or rows between template boxes.

## Costs
Cost Attributes | Values | Entry Type | Unit | Definition | Additional Description
Energy Price | 60 | Numeric | $/MWh | The average price of energy. | Average wholesale energy prices can range from $20/MWh to $60/MWh depending on the region and market trends while hydropower plants typically recieve power purchase agreements for 40-50 $/MWh per the US Hydropower Market Report (2021).
Additional Capital Costs | 818000 | Numeric | $ | The one-time, fixed expenses incurred on capital assets that are not covered by the module capital costs. | This can be used to include the costs for buildings, property, electrical equipment, etc. that do retain value after commissioning. This cost category is included in the initial capital costs (ICC) calculation.
Additional Non-Capital Costs | 1040088 | Numeric | $ | The one-time expenses incurred during the development process that do not involve capital assets. | This can be used to include the costs for the care of water, parking, recreational features, etc. that do not retain value after commissioning. This cost category is not included in the initial capital costs (ICC) calculation.
Excavation Rate | 0 | Numeric | $/ft2 | The cost to excavate overburden material as a function of dam foundation area. | This is one option for pricing excavation. The cost to excavate is this value times the total area of all modules. These costs can also be incorporated into the module capital costs or in the additional cost categories above.
Overhead Cost | 4 | Numeric | (%) Percent of ICC | The cost of overhead activities such as licensing and administration. | Can be input as either a lump sum or as a percent of initial capital costs (ICC). If entered as percent of ICC, please enter as 0-100, rather than as a decimal.
Engineering Cost | 6 | Numeric | (%) Percent of ICC | The cost of engineering activities. | Can be input as either a lump sum or as a percent of initial capital costs (ICC). If entered as percent of ICC, please enter as 0-100, rather than as a decimal.
Contingency Allowance | 10 | Numeric | (%) Percent of ICC | The cost of unexpected expenditures. | Can be input as either a lump sum or as a percent of initial capital costs (ICC). If entered as percent of ICC, please enter as 0-100, rather than as a decimal.
Annual O&M Cost | 6 | Numeric | (%) Percent of ICC | The annual cost to operate and maintain the facility. | Can be input as either a lump sum or as a percent of initial capital costs (ICC). If entered as percent of ICC, please enter as 0-100, rather than as a decimal.
Value of Recreation | 0 | Numeric | $/hr | The revenue associated with each recreation module as a functional of availability. | While recreation may not be monetized in practice, this is one option for incorporating the value of recreational features to the public.
Flood Cost | 0 | Numeric | $/cfs | The cost per unit of flow exceeding the facility hydraulic capacity during a given timestep. | Any flow exceeding the flow capacity of all modules will be called over-flow and will incur a flood cost equal to this value times the amount of excess flow.
Discount Rate | 7 | Numeric | % | The rate used to discount future cashflows and determine the present value of those cashflows. | This value is used in the calculation of net present value. Please enter as 0-100, rather than as a decimal (i.e. 8% should be entered as 8, and not 0.08)
Project Life | 40 | Numeric | yr | The expected duration of project operation before plant retirement. | This value is used in the calculation of net present value.
Directions: Please input values into the orange cells. The default input should be zero for inputs that you are not using.
Note on B3: [Threaded comment] Your version of Excel allows you to read this threaded comment; however, any edits to it will get removed if the file is opened in a newer version of Excel. Learn more: https://go.microsoft.com/fwlink/?linkid=870924 Comment: Electrical & Control Building + Switchyard & Interconnection
Note on B4: [Threaded comment] Your version of Excel allows you to read this threaded comment; however, any edits to it will get removed if the file is opened in a newer version of Excel. Learn more: https://go.microsoft.com/fwlink/?linkid=870924 Comment: Primary & General + Care of Water

## Preferences
Simulation Preferences | Value | Entry Type | Unit | Definition | Additional Description
Normal Operating Level | 13.5 | Numeric | ft | The headwater elevation with respect to the bed elevation at the dam axis that is maintained during normal operation. | If the spillway is controlled, then the headwater level is assumed constant at the normal operating level. If the spillway is uncontrolled, then the crest height must be at least as high as the normal operating level, and any flow allocated to the spillway causes the headwater level to increase.
Test Data Start Date | 2010-01-01 | Date | MM/DD/YYYY | The start date for the simulation period. | The start date must be within the range of dates in the inflows tab.
Test Data End Date | 2020-01-01 | Date | MM/DD/YYYY | The end date for the simulation period. | The end date must be within the range of dates in the inflows tab.
Generation dispatch mode | Peak Ramping | Design Ramping, Peak Ramping, Simple Greedy, Advanced Greedy | N/A | The method used to allocate flow between the generation modules. | Design Ramping - turbines are ramped from smallest to largest. When flow is available, modules are ramped to the design flow before turning on the next module. This method is the fastest and is best used when peak efficiencies occur at the design flow. Peak Ramping - turbines are ramped from smallest to largest. When flow is available, modules are ramped to the peak efficiency flow before ramping the next module. Once all modules are ramped to the peak efficiency, then they are ramped to the design flow. If turbine overrun is allowed, then they are also ramped to the max operating flow in order of smallest to largest. This method is between the other two in terms of speed and should be used for turbines where the peak efficiency is not close to the design flow (e.g., Kaplan turbines). Simple Greedy - a greedy algorithm is used to determine the distribution of flows across modules. As the turbines are ramped, the algorithm sequentially allocates the next unit of flow to the turbine with the largest increase in power output. This method is the slowest method and may be used when using modules of different sizes. Advanced greedy - this method is a combination of peak ramping and the greedy algorithm. Modules are first ramped to the peak efficiency flow. Then flow is allocated to turn on modules if flow is available. Then a greedy algorithm allocates the remaining flow between turbines that are on. This method is most likely to find the optimal dispatch of modules, but takes more time than the peak ramping approach, which has similar performance for most turbines.
Allow Turbine Over-run | N | Text | Y for Yes or N for No | This determines whether the generation modules can be allocated flow greater than the design flow when excess flow is available. | If yes, then all modules will first be allocated their design flow and then will be ramped up to their max flow if flow is available. This allows the modules to generate more power, but at lower efficiencies. If no, then the module cannot be allocated flow above the design flow.
Spillway Notch Flow | 0 | Numeric* | cfs | The flow allocated to the spillway that can help meet minimum flows, but does not affect headwater calculations. | This value is optional and can be used to represent cuts or notches in the weir that provide spillway flows that do not contribute to the headwater relationship. This enables the spillway to more accurately calculate the headwater at each timestep and the flow allocation during fish passage modeling.
Spillway Minimum Flow | 0 | Numeric* | cfs (Constant) | The flow required to be allocated to the spillway prior to allocation of any other modules. | Can be input as either a constant flow rate or as a percent of daily inflow. If entered as percent, please enter as 0-100, rather than as a decimal.This value is optional and can be used to meet minimum flow requirements, which are flows that must be passed downstream without passage through turbines. During simulation the flow will be allocated to the spillway prior to operation of any other modules. Currently these minimum flows can only be passed through the spillway, although we recommend setting a high priority for another module if you wish to pass minimum flows through another module.
Operation Priority Rankings
Generation | 3 | Numeric | (1-5) | The order with which modules are prioritized during flow allocation. | 1 represents first to be operated, 5 represents last to be operated. Modules within the same class are operated in order of increasing design flow (smallest modules first). Spillway modules are always operated last.
Sediment Passage | 4 | Numeric | (1-5) | The order with which modules are prioritized during flow allocation. | 1 represents first to be operated, 5 represents last to be operated. Modules within the same class are operated in order of increasing design flow (smallest modules first). Spillway modules are always operated last.
Aquatic Species | 2 | Numeric | (1-5) | The order with which modules are prioritized during flow allocation. | 1 represents first to be operated, 5 represents last to be operated. Modules within the same class are operated in order of increasing design flow (smallest modules first). Spillway modules are always operated last.
Recreation | 1 | Numeric | (1-5) | The order with which modules are prioritized during flow allocation. | 1 represents first to be operated, 5 represents last to be operated. Modules within the same class are operated in order of increasing design flow (smallest modules first). Spillway modules are always operated last.
Water Passage | 5 | Numeric | (1-5) | The order with which modules are prioritized during flow allocation. | 1 represents first to be operated, 5 represents last to be operated. Modules within the same class are operated in order of increasing design flow (smallest modules first). Spillway modules are always operated last.
Directions: For the operation priority rankings, the module classes must be put in order from 1-5. There cannot be repeated numbers and all classes must have a number.

## Equations
Attribute | Value | Attribute | Value
Equation Name | Stage-Discharge Curve 1 | Equation Name | Stage-Discharge Curve 2 | Geometric reservoir (Nelson coefficient)
Form | Power | Form | Linear | Power
a | 0.04 | a | 0.00047 | 71067
b | 0.554 | b | 2.1 | 2
c | 0 | c |  | 0
X Lower Bound | 0 | X Lower Bound | 6000
X Upper Bound | 6000 | X Upper Bound | 15400
X Label | Discharge (cfs) | X Label | Discharge (cfs) | Headwater level (ft)
Y Label | Stage (ft) | Y Label | Stage (ft) | Reservoir volume (ft3)
Directions: This page is used to input equations that are used throughout the tool. There are currently three types of equations to choose from (described below). To add an equation, copy and paste an input table bounded by thick black lines into the adjacent column. The name of the equation is used to connect the input to the proper equation. Equations can also be entered in the user interface.
Constant: y = a
Linear: y = ax + b
Power: y = ax^b + c
Polynomial-2: y = ax^2+bx+c
The a, b, and c rows can be used to input equation coefficients. Entries for a, b, and c will only be used if the equation form requires it.

## DO NOT EDIT
(%) Percent of ICC | Constant | Y | Continuous | Continuous | 1 | cfs (Constant) | Design Ramping
($) Total Cost | Linear | N | Sluicing | Controlled Spillway | 2 | % (Percent of inflow) | Peak Ramping
| Power |  | Flushing | Uncontrolled Spillway | 3 |  | Simple Greedy
| Polynomial-2 |  |  |  | 4 |  | Advanced Greedy
5